## res_asymmetric_load_3ph
| p_a_mw | q_a_mvar | p_b_mw | q_b_mvar | p_c_mw | q_c_mvar
0 | 0 | 0 | 0.001 | 0.00032868 | 0 | 0
1 | 0 | 0 | 0 | 0 | 0.001 | 0.00032868
2 | 0.001 | 0.00032868 | 0 | 0 | 0 | 0
3 | 0.001 | 0.00032868 | 0 | 0 | 0 | 0
4 | 0 | 0 | 0.001 | 0.00032868 | 0 | 0
5 | 0 | 0 | 0 | 0 | 0.001 | 0.00032868
6 | 0 | 0 | 0.001 | 0.00032868 | 0 | 0
7 | 0 | 0 | 0.001 | 0.00032868 | 0 | 0
8 | 0.001 | 0.00032868 | 0 | 0 | 0 | 0
9 | 0 | 0 | 0.001 | 0.00032868 | 0 | 0
10 | 0 | 0 | 0 | 0 | 0.001 | 0.00032868
11 | 0 | 0 | 0 | 0 | 0.001 | 0.00032868
12 | 0 | 0 | 0 | 0 | 0.001 | 0.00032868
13 | 0.001 | 0.00032868 | 0 | 0 | 0 | 0
14 | 0 | 0 | 0 | 0 | 0.001 | 0.00032868
15 | 0.001 | 0.00032868 | 0 | 0 | 0 | 0
16 | 0.001 | 0.00032868 | 0 | 0 | 0 | 0
17 | 0 | 0 | 0.001 | 0.00032868 | 0 | 0
18 | 0 | 0 | 0 | 0 | 0.001 | 0.00032868
19 | 0 | 0 | 0.001 | 0.00032868 | 0 | 0
20 | 0 | 0 | 0.001 | 0.00032868 | 0 | 0
21 | 0.001 | 0.00032868 | 0 | 0 | 0 | 0
22 | 0.001 | 0.00032868 | 0 | 0 | 0 | 0
23 | 0.001 | 0.00032868 | 0 | 0 | 0 | 0
24 | 0 | 0 | 0.001 | 0.00032868 | 0 | 0

## res_bus
| vm_pu | va_degree | p_mw | q_mvar
0 | 1.05 | 0 | -0.011036 | 0.011038
1 | 1.0505 | -30.0314 | 0.011035 | -0.011035
2 | 1.0505 | -30.0314 | 0 | 0
3 | 1.0505 | -30.0314 | 0 | 0
4 | 1.0505 | -30.0315 | 0 | 0
5 | 1.0505 | -30.0314 | 0 | 0
6 | 1.0505 | -30.0315 | 0 | 0
7 | 1.0505 | -30.0315 | 0 | 0
8 | 1.0505 | -30.0315 | 0 | 0
9 | 1.0505 | -30.0315 | 0 | 0
10 | 1.0505 | -30.0314 | 0 | 0
11 | 1.0505 | -30.0315 | 0 | 0
12 | 1.0505 | -30.0315 | 0 | 0
13 | 1.0505 | -30.0315 | 0 | 0
14 | 1.0505 | -30.0315 | 0 | 0
15 | 1.0505 | -30.0315 | 0 | 0
16 | 1.0505 | -30.0315 | 0 | 0
17 | 1.0505 | -30.0315 | 0 | 0
18 | 1.0505 | -30.0315 | 0 | 0
19 | 1.0505 | -30.0315 | 0 | 0
20 | 1.0505 | -30.0315 | 0 | 0
21 | 1.0505 | -30.0315 | 0 | 0
22 | 1.0505 | -30.0315 | 0 | 0
23 | 1.0505 | -30.0315 | 0 | 0
24 | 1.0505 | -30.0315 | 0 | 0
25 | 1.0505 | -30.0315 | 0 | 0
26 | 1.0505 | -30.0315 | 0 | 0
27 | 1.0505 | -30.0315 | 0 | 0
28 | 1.0505 | -30.0315 | 0 | 0
29 | 1.0505 | -30.0315 | 0 | 0
30 | 1.0505 | -30.0315 | 0 | 0
31 | 1.0505 | -30.0315 | 0 | 0
32 | 1.0505 | -30.0316 | 0 | 0
33 | 1.0505 | -30.0315 | 0 | 0
34 | 1.0505 | -30.0315 | 0 | 0
35 | 1.0505 | -30.0316 | 0 | 0
36 | 1.0505 | -30.0315 | 0 | 0
37 | 1.0505 | -30.0315 | 0 | 0
38 | 1.0505 | -30.0316 | 0 | 0
39 | 1.0505 | -30.0315 | 0 | 0
40 | 1.0505 | -30.0315 | 0 | 0
41 | 1.0505 | -30.0316 | 0 | 0
42 | 1.0505 | -30.0315 | 0 | 0
43 | 1.0505 | -30.0316 | 0 | 0
44 | 1.0505 | -30.0316 | 0 | 0
45 | 1.0505 | -30.0316 | 0 | 0
46 | 1.0505 | -30.0316 | 0 | 0
47 | 1.0505 | -30.0316 | 0 | 0
48 | 1.0505 | -30.0316 | 0 | 0
49 | 1.0505 | -30.0315 | 0 | 0
50 | 1.0505 | -30.0316 | 0 | 0
51 | 1.0505 | -30.0316 | 0 | 0
52 | 1.0505 | -30.0316 | 0 | 0
53 | 1.0505 | -30.0316 | 0 | 0
54 | 1.0505 | -30.0316 | 0 | 0
55 | 1.0505 | -30.0316 | 0 | 0
56 | 1.0505 | -30.0316 | 0 | 0
57 | 1.0505 | -30.0316 | 0 | 0
58 | 1.0505 | -30.0316 | 0 | 0
59 | 1.0505 | -30.0316 | 0 | 0
60 | 1.0505 | -30.0316 | 0 | 0
61 | 1.0505 | -30.0316 | 0 | 0
62 | 1.0505 | -30.0316 | 0 | 0
63 | 1.0505 | -30.0316 | 0 | 0
64 | 1.0505 | -30.0316 | 0 | 0
65 | 1.0505 | -30.0316 | 0 | 0
66 | 1.0505 | -30.0316 | 0 | 0
67 | 1.0505 | -30.0316 | 0 | 0
68 | 1.0505 | -30.0316 | 0 | 0
69 | 1.0505 | -30.0316 | 0 | 0
70 | 1.0505 | -30.0316 | 0 | 0
71 | 1.0505 | -30.0316 | 0 | 0
72 | 1.0505 | -30.0316 | 0 | 0
73 | 1.0505 | -30.0316 | 0 | 0
74 | 1.0505 | -30.0316 | 0 | 0
75 | 1.0505 | -30.0316 | 0 | 0
76 | 1.0505 | -30.0316 | 0 | 0
77 | 1.0505 | -30.0316 | 0 | 0
78 | 1.0505 | -30.0316 | 0 | 0
79 | 1.0505 | -30.0316 | 0 | 0
80 | 1.0505 | -30.0316 | 0 | 0
81 | 1.0505 | -30.0316 | 0 | 0
82 | 1.0505 | -30.0316 | 0 | 0
83 | 1.0505 | -30.0316 | 0 | 0
84 | 1.0505 | -30.0316 | 0 | 0
85 | 1.0505 | -30.0316 | 0 | 0
86 | 1.0505 | -30.0316 | 0 | 0
87 | 1.0505 | -30.0316 | 0 | 0
88 | 1.0505 | -30.0316 | 0 | 0
89 | 1.0505 | -30.0316 | 0 | 0
90 | 1.0505 | -30.0316 | 0 | 0
91 | 1.0505 | -30.0316 | 0 | 0
92 | 1.0505 | -30.0316 | 0 | 0
93 | 1.0505 | -30.0316 | 0 | 0
94 | 1.0505 | -30.0316 | 0 | 0
95 | 1.0505 | -30.0316 | 0 | 0
96 | 1.0505 | -30.0316 | 0 | 0
97 | 1.0505 | -30.0316 | 0 | 0
98 | 1.0505 | -30.0316 | 0 | 0
99 | 1.0505 | -30.0316 | 0 | 0
100 | 1.0505 | -30.0316 | 0 | 0
101 | 1.0505 | -30.0316 | 0 | 0
102 | 1.0505 | -30.0316 | 0 | 0
103 | 1.0505 | -30.0316 | 0 | 0
104 | 1.0505 | -30.0316 | 0 | 0
105 | 1.0505 | -30.0316 | 0 | 0
106 | 1.0505 | -30.0316 | 0 | 0
107 | 1.0505 | -30.0316 | 0 | 0
108 | 1.0505 | -30.0316 | 0 | 0
109 | 1.0505 | -30.0316 | 0 | 0
110 | 1.0505 | -30.0316 | 0 | 0
111 | 1.0505 | -30.0316 | 0 | 0
112 | 1.0505 | -30.0316 | 0 | 0
113 | 1.0505 | -30.0316 | 0 | 0
114 | 1.0505 | -30.0316 | 0 | 0
115 | 1.0505 | -30.0316 | 0 | 0
116 | 1.0505 | -30.0316 | 0 | 0

## res_bus_3ph
| vm_a_pu | va_a_degree | vm_b_pu | va_b_degree | vm_c_pu | va_c_degree | p_a_mw | q_a_mvar | p_b_mw | q_b_mvar | p_c_mw | q_c_mvar | unbalance_percent
0 | 1.0501 | 0.0010953 | 1.05 | -120.0064 | 1.0499 | 120.0053 | -0.011679 | 0.0033011 | -0.014467 | 0.00050419 | -0.010648 | -0.00051575 | 0.011948
1 | 1.2413 | -22.9875 | 0.83006 | -144.5777 | 1.1167 | 77.8381 | 0 | 0 | 0 | 0 | 0 | 0 | 0.042991
2 | 1.24 | -22.9608 | 0.82775 | -144.5653 | 1.1159 | 77.8401 | 0 | 0 | 0 | 0 | 0 | 0 | 0.062381
3 | 1.2397 | -22.9567 | 0.82778 | -144.5743 | 1.116 | 77.8461 | 0 | 0 | 0 | 0 | 0 | 0 | 0.056333
4 | 1.2396 | -22.9482 | 0.82639 | -144.5507 | 1.1154 | 77.8362 | 0 | 0 | 0 | 0 | 0 | 0 | 0.083453
5 | 1.2396 | -22.9548 | 0.82779 | -144.5783 | 1.116 | 77.8488 | 0.001 | 0.00032868 | 0 | 0 | 0 | 0 | 0.053617
6 | 1.2397 | -22.9453 | 0.82615 | -144.5462 | 1.1155 | 77.8319 | 0 | 0 | 0 | 0 | 0 | 0 | 0.087247
7 | 1.2398 | -22.9422 | 0.8259 | -144.5413 | 1.1155 | 77.8272 | 0 | 0 | 0.001 | 0.00032868 | 0 | 0 | 0.091411
8 | 1.2388 | -22.9312 | 0.82445 | -144.5313 | 1.1145 | 77.8359 | 0 | 0 | 0 | 0 | 0 | 0 | 0.11467
9 | 1.2388 | -22.9312 | 0.82445 | -144.5313 | 1.1145 | 77.8359 | 0 | 0 | 0 | 0 | 0 | 0 | 0.11467
10 | 1.2395 | -22.9543 | 0.8278 | -144.5794 | 1.116 | 77.8495 | 0.001 | 0.00032868 | 0 | 0 | 0 | 0 | 0.052911
11 | 1.2388 | -22.9312 | 0.82445 | -144.5313 | 1.1145 | 77.8359 | 0 | 0 | 0 | 0 | 0 | 0 | 0.11467
12 | 1.2388 | -22.9312 | 0.82445 | -144.5313 | 1.1145 | 77.8359 | 0 | 0 | 0 | 0 | 0 | 0 | 0.11467
13 | 1.2397 | -22.9453 | 0.82615 | -144.5462 | 1.1155 | 77.8319 | 0 | 0 | 0 | 0 | 0 | 0 | 0.087247
14 | 1.2383 | -22.9204 | 0.82322 | -144.5191 | 1.1139 | 77.8358 | 0 | 0 | 0 | 0 | 0 | 0 | 0.13479
15 | 1.238 | -22.9143 | 0.8224 | -144.5084 | 1.1136 | 77.8339 | 0 | 0 | 0 | 0 | 0 | 0 | 0.14958
16 | 1.238 | -22.9145 | 0.8224 | -144.5082 | 1.1135 | 77.8335 | 0 | 0 | 0 | 0 | 0 | 0 | 0.14977
17 | 1.238 | -22.9153 | 0.82237 | -144.5078 | 1.1135 | 77.832 | 0 | 0 | 0 | 0 | 0 | 0 | 0.15049
18 | 1.238 | -22.9167 | 0.82239 | -144.5067 | 1.1134 | 77.8314 | 0 | 0 | 0 | 0 | 0 | 0 | 0.14997
19 | 1.2382 | -22.9206 | 0.82322 | -144.5199 | 1.1139 | 77.8363 | 0 | 0 | 0 | 0 | 0 | 0 | 0.13448
20 | 1.2382 | -22.9208 | 0.82323 | -144.5206 | 1.114 | 77.8368 | 0 | 0 | 0 | 0 | 0 | 0 | 0.13422
21 | 1.2382 | -22.9206 | 0.82322 | -144.5199 | 1.1139 | 77.8363 | 0 | 0 | 0 | 0 | 0 | 0 | 0.13448
22 | 1.2382 | -22.9208 | 0.82323 | -144.5206 | 1.114 | 77.8368 | 0 | 0 | 0 | 0 | 0 | 0 | 0.13422
23 | 1.2382 | -22.921 | 0.82323 | -144.5215 | 1.114 | 77.8374 | 0 | 0 | 0 | 0 | 0 | 0 | 0.13393
24 | 1.2382 | -22.921 | 0.82323 | -144.5215 | 1.114 | 77.8374 | 0 | 0 | 0 | 0 | 0 | 0 | 0.13393
25 | 1.2382 | -22.9208 | 0.82323 | -144.5206 | 1.114 | 77.8368 | 0 | 0 | 0 | 0 | 0 | 0 | 0.13422
26 | 1.2376 | -22.9145 | 0.82328 | -144.5356 | 1.1141 | 77.8468 | 0.001 | 0.00032868 | 0 | 0 | 0 | 0 | 0.12578
27 | 1.2382 | -22.921 | 0.82323 | -144.5215 | 1.114 | 77.8374 | 0 | 0 | 0 | 0 | 0 | 0 | 0.13393
28 | 1.2374 | -22.9012 | 0.82089 | -144.505 | 1.1131 | 77.8272 | 0 | 0 | 0 | 0 | 0 | 0 | 0.17354
29 | 1.2382 | -22.921 | 0.82323 | -144.5215 | 1.114 | 77.8374 | 0 | 0 | 0 | 0 | 0 | 0 | 0.13393
30 | 1.2382 | -22.921 | 0.82323 | -144.5215 | 1.114 | 77.8374 | 0 | 0 | 0 | 0 | 0 | 0 | 0.13393
31 | 1.2382 | -22.9096 | 0.82191 | -144.4988 | 1.1136 | 77.8235 | 0 | 0 | 0 | 0 | 0 | 0 | 0.15859
32 | 1.2373 | -22.8993 | 0.82067 | -144.5046 | 1.113 | 77.8263 | 0 | 0 | 0 | 0 | 0 | 0 | 0.17703
33 | 1.2382 | -22.9208 | 0.82323 | -144.5206 | 1.114 | 77.8368 | 0 | 0 | 0 | 0 | 0 | 0 | 0.13422
34 | 1.2382 | -22.9096 | 0.82191 | -144.4988 | 1.1136 | 77.8235 | 0 | 0 | 0 | 0 | 0 | 0 | 0.15859
35 | 1.2372 | -22.8969 | 0.8204 | -144.504 | 1.113 | 77.8251 | 0 | 0 | 0 | 0 | 0 | 0 | 0.1813
36 | 1.238 | -22.9287 | 0.82263 | -144.4993 | 1.1127 | 77.8405 | 0 | 0 | 0 | 0 | 0 | 0 | 0.15412
37 | 1.238 | -22.9145 | 0.8224 | -144.5082 | 1.1135 | 77.8335 | 0 | 0 | 0 | 0 | 0 | 0 | 0.14977
38 | 1.2372 | -22.8944 | 0.82016 | -144.501 | 1.1129 | 77.8229 | 0 | 0 | 0 | 0 | 0 | 0 | 0.18545
39 | 1.2382 | -22.9071 | 0.82171 | -144.495 | 1.1136 | 77.8198 | 0 | 0 | 0.001 | 0.00032868 | 0 | 0 | 0.1621
40 | 1.238 | -22.9328 | 0.82272 | -144.4967 | 1.1125 | 77.8436 | 0 | 0 | 0 | 0 | 0.001 | 0.00032868 | 0.15575
41 | 1.2373 | -22.8924 | 0.81985 | -144.4938 | 1.1129 | 77.8178 | 0 | 0 | 0 | 0 | 0 | 0 | 0.19261
42 | 1.238 | -22.9307 | 0.82267 | -144.4981 | 1.1126 | 77.8419 | 0 | 0 | 0 | 0 | 0.001 | 0.00032868 | 0.15487
43 | 1.2374 | -22.8912 | 0.81965 | -144.4893 | 1.1128 | 77.8146 | 0 | 0 | 0 | 0 | 0 | 0 | 0.19709
44 | 1.237 | -22.8917 | 0.82018 | -144.5069 | 1.113 | 77.8268 | 0 | 0 | 0 | 0 | 0 | 0 | 0.18213
45 | 1.2373 | -22.8924 | 0.81985 | -144.4938 | 1.1129 | 77.8178 | 0 | 0 | 0 | 0 | 0 | 0 | 0.19261
46 | 1.2373 | -22.8993 | 0.82067 | -144.5046 | 1.113 | 77.8263 | 0 | 0 | 0 | 0 | 0 | 0 | 0.17703
47 | 1.2369 | -22.8899 | 0.8202 | -144.5109 | 1.113 | 77.8295 | 0.001 | 0.00032868 | 0 | 0 | 0 | 0 | 0.17992
48 | 1.2371 | -22.8947 | 0.82013 | -144.504 | 1.1129 | 77.8247 | 0 | 0 | 0 | 0 | 0 | 0 | 0.18533
49 | 1.2374 | -22.9012 | 0.82089 | -144.505 | 1.1131 | 77.8272 | 0 | 0 | 0 | 0 | 0 | 0 | 0.17354
50 | 1.237 | -22.8917 | 0.82018 | -144.5069 | 1.113 | 77.8268 | 0 | 0 | 0 | 0 | 0 | 0 | 0.18213
51 | 1.2369 | -22.8924 | 0.81986 | -144.5041 | 1.1128 | 77.8243 | 0 | 0 | 0 | 0 | 0 | 0 | 0.18939
52 | 1.2376 | -22.8831 | 0.819 | -144.4767 | 1.113 | 77.8025 | 0 | 0 | 0.001 | 0.00032868 | 0 | 0 | 0.20896
53 | 1.2376 | -22.8921 | 0.81918 | -144.4738 | 1.1125 | 77.8083 | 0 | 0 | 0 | 0 | 0 | 0 | 0.21042
54 | 1.2371 | -22.8947 | 0.82013 | -144.504 | 1.1129 | 77.8247 | 0 | 0 | 0 | 0 | 0 | 0 | 0.18533
55 | 1.2376 | -22.8924 | 0.81901 | -144.4682 | 1.1124 | 77.806 | 0 | 0 | 0 | 0 | 0 | 0 | 0.21526
56 | 1.2376 | -22.8924 | 0.81901 | -144.4682 | 1.1124 | 77.806 | 0 | 0 | 0 | 0 | 0 | 0 | 0.21526
57 | 1.2376 | -22.8924 | 0.81901 | -144.4682 | 1.1124 | 77.806 | 0 | 0 | 0 | 0 | 0 | 0 | 0.21526
58 | 1.2364 | -22.8807 | 0.81881 | -144.5066 | 1.1126 | 77.8212 | 0 | 0 | 0 | 0 | 0 | 0 | 0.20398
59 | 1.2377 | -22.8928 | 0.81881 | -144.4615 | 1.1122 | 77.8033 | 0 | 0 | 0 | 0 | 0 | 0 | 0.221
60 | 1.2366 | -22.8753 | 0.81838 | -144.4982 | 1.1127 | 77.8132 | 0 | 0 | 0.001 | 0.00032868 | 0 | 0 | 0.21199
61 | 1.2369 | -22.8986 | 0.81998 | -144.5002 | 1.1125 | 77.8289 | 0 | 0 | 0 | 0 | 0 | 0 | 0.19084
62 | 1.2369 | -22.8986 | 0.81998 | -144.5002 | 1.1125 | 77.8289 | 0 | 0 | 0 | 0 | 0 | 0 | 0.19084
63 | 1.2377 | -22.8928 | 0.81881 | -144.4615 | 1.1122 | 77.8033 | 0 | 0 | 0 | 0 | 0 | 0 | 0.221
64 | 1.2369 | -22.9042 | 0.82009 | -144.4967 | 1.1122 | 77.8332 | 0 | 0 | 0 | 0 | 0.001 | 0.00032868 | 0.19235
65 | 1.2378 | -22.8931 | 0.81865 | -144.4562 | 1.1121 | 77.8011 | 0 | 0 | 0 | 0 | 0 | 0 | 0.22563
66 | 1.2377 | -22.8928 | 0.81881 | -144.4615 | 1.1122 | 77.8033 | 0 | 0 | 0 | 0 | 0 | 0 | 0.221
67 | 1.2376 | -22.8924 | 0.81901 | -144.4682 | 1.1124 | 77.806 | 0 | 0 | 0 | 0 | 0 | 0 | 0.21526
68 | 1.2364 | -22.8797 | 0.81873 | -144.5072 | 1.1126 | 77.8214 | 0 | 0 | 0 | 0 | 0 | 0 | 0.20504
69 | 1.2378 | -22.8932 | 0.81856 | -144.4532 | 1.1121 | 77.7999 | 0 | 0 | 0 | 0 | 0 | 0 | 0.22825
70 | 1.2378 | -22.891 | 0.81838 | -144.4505 | 1.1121 | 77.7967 | 0 | 0 | 0 | 0 | 0 | 0 | 0.23146
71 | 1.2363 | -22.8782 | 0.81859 | -144.5082 | 1.1126 | 77.8217 | 0 | 0 | 0 | 0 | 0 | 0 | 0.20677
72 | 1.2377 | -22.8928 | 0.81881 | -144.4615 | 1.1122 | 77.8033 | 0 | 0 | 0 | 0 | 0 | 0 | 0.221
73 | 1.2363 | -22.8782 | 0.81859 | -144.5082 | 1.1126 | 77.8217 | 0 | 0 | 0 | 0 | 0 | 0 | 0.20677
74 | 1.236 | -22.8752 | 0.81832 | -144.5101 | 1.1125 | 77.8223 | 0 | 0 | 0 | 0 | 0 | 0 | 0.21009
75 | 1.2378 | -22.9019 | 0.81873 | -144.4478 | 1.1116 | 77.8065 | 0 | 0 | 0 | 0 | 0.001 | 0.00032868 | 0.23084
76 | 1.2376 | -22.8921 | 0.81918 | -144.4738 | 1.1125 | 77.8083 | 0 | 0 | 0 | 0 | 0 | 0 | 0.21042
77 | 1.2381 | -22.8821 | 0.81766 | -144.4361 | 1.1122 | 77.7833 | 0 | 0 | 0.001 | 0.00032868 | 0 | 0 | 0.24436
78 | 1.2378 | -22.8931 | 0.81865 | -144.4562 | 1.1121 | 77.8011 | 0 | 0 | 0 | 0 | 0 | 0 | 0.22563
79 | 1.236 | -22.8747 | 0.81827 | -144.5109 | 1.1125 | 77.823 | 0 | 0 | 0 | 0 | 0 | 0 | 0.21054
80 | 1.2378 | -22.8931 | 0.81865 | -144.4562 | 1.1121 | 77.8011 | 0 | 0 | 0 | 0 | 0 | 0 | 0.22563
81 | 1.2378 | -22.8931 | 0.81865 | -144.4562 | 1.1121 | 77.8011 | 0 | 0 | 0 | 0 | 0 | 0 | 0.22563
82 | 1.2359 | -22.8737 | 0.81807 | -144.5105 | 1.1123 | 77.823 | 0 | 0 | 0 | 0 | 0 | 0 | 0.21376
83 | 1.2362 | -22.8682 | 0.81775 | -144.499 | 1.1126 | 77.8118 | 0 | 0 | 0.001 | 0.00032868 | 0 | 0 | 0.22072
84 | 1.2358 | -22.8831 | 0.81826 | -144.5046 | 1.1118 | 77.8301 | 0 | 0 | 0 | 0 | 0 | 0 | 0.21548
85 | 1.2357 | -22.8697 | 0.8178 | -144.5118 | 1.1124 | 77.8218 | 0 | 0 | 0 | 0 | 0 | 0 | 0.21739
86 | 1.2357 | -22.8691 | 0.81776 | -144.5123 | 1.1124 | 77.8219 | 0 | 0 | 0 | 0 | 0 | 0 | 0.21771
87 | 1.2358 | -22.8868 | 0.81833 | -144.5023 | 1.1116 | 77.8329 | 0 | 0 | 0 | 0 | 0.001 | 0.00032868 | 0.21628
88 | 1.2359 | -22.862 | 0.81718 | -144.4998 | 1.1125 | 77.8103 | 0 | 0 | 0.001 | 0.00032868 | 0 | 0 | 0.22903
89 | 1.2355 | -22.8645 | 0.81753 | -144.5146 | 1.1124 | 77.8232 | 0 | 0 | 0 | 0 | 0 | 0 | 0.21954
90 | 1.2353 | -22.8581 | 0.81712 | -144.5139 | 1.1124 | 77.8223 | 0 | 0 | 0 | 0 | 0 | 0 | 0.22514
91 | 1.2355 | -22.8523 | 0.81665 | -144.5048 | 1.1125 | 77.8137 | 0 | 0 | 0 | 0 | 0 | 0 | 0.234
92 | 1.235 | -22.8546 | 0.81694 | -144.5175 | 1.1123 | 77.8266 | 0 | 0 | 0 | 0 | 0 | 0 | 0.22581
93 | 1.2355 | -22.8523 | 0.81665 | -144.5048 | 1.1125 | 77.8137 | 0 | 0 | 0 | 0 | 0 | 0 | 0.234
94 | 1.235 | -22.8609 | 0.81707 | -144.5136 | 1.1119 | 77.8314 | 0 | 0 | 0 | 0 | 0 | 0 | 0.2265
95 | 1.2358 | -22.8874 | 0.81834 | -144.502 | 1.1116 | 77.8333 | 0 | 0 | 0 | 0 | 0.001 | 0.00032868 | 0.2164
96 | 1.235 | -22.865 | 0.81715 | -144.511 | 1.1117 | 77.8345 | 0 | 0 | 0 | 0 | 0.001 | 0.00032868 | 0.22706
97 | 1.2364 | -22.8797 | 0.81873 | -144.5072 | 1.1126 | 77.8214 | 0 | 0 | 0 | 0 | 0 | 0 | 0.20504
98 | 1.2351 | -22.864 | 0.81835 | -144.5344 | 1.1126 | 77.8385 | 0 | 0 | 0 | 0 | 0 | 0 | 0.19832
99 | 1.2347 | -22.8459 | 0.81665 | -144.5246 | 1.1124 | 77.8288 | 0 | 0 | 0 | 0 | 0 | 0 | 0.22669
100 | 1.2347 | -22.8455 | 0.81662 | -144.5242 | 1.1124 | 77.8282 | 0 | 0 | 0 | 0 | 0 | 0 | 0.22735
101 | 1.2347 | -22.8427 | 0.81639 | -144.5207 | 1.1125 | 77.8241 | 0 | 0 | 0 | 0 | 0 | 0 | 0.23175
102 | 1.2355 | -22.8494 | 0.81641 | -144.5002 | 1.1125 | 77.8093 | 0 | 0 | 0.001 | 0.00032868 | 0 | 0 | 0.23854
103 | 1.2349 | -22.8605 | 0.81837 | -144.5419 | 1.1127 | 77.8435 | 0.001 | 0.00032868 | 0 | 0 | 0 | 0 | 0.19452
104 | 1.235 | -22.8609 | 0.81707 | -144.5136 | 1.1119 | 77.8314 | 0 | 0 | 0 | 0 | 0 | 0 | 0.2265
105 | 1.2351 | -22.8632 | 0.81835 | -144.5361 | 1.1126 | 77.8397 | 0 | 0 | 0 | 0 | 0 | 0 | 0.19743
106 | 1.235 | -22.8622 | 0.81836 | -144.5383 | 1.1127 | 77.8411 | 0.001 | 0.00032868 | 0 | 0 | 0 | 0 | 0.19633
107 | 1.2351 | -22.8632 | 0.81835 | -144.5361 | 1.1126 | 77.8397 | 0 | 0 | 0 | 0 | 0 | 0 | 0.19743
108 | 1.2349 | -22.837 | 0.81594 | -144.5116 | 1.1126 | 77.8156 | 0 | 0 | 0 | 0 | 0 | 0 | 0.24058
109 | 1.2341 | -22.8383 | 0.81671 | -144.5413 | 1.1125 | 77.8398 | 0 | 0 | 0 | 0 | 0 | 0 | 0.21875
110 | 1.235 | -22.8328 | 0.8156 | -144.5049 | 1.1126 | 77.8093 | 0 | 0 | 0.001 | 0.00032868 | 0 | 0 | 0.24714
111 | 1.2352 | -22.86 | 0.81757 | -144.5245 | 1.1124 | 77.8297 | 0 | 0 | 0 | 0 | 0 | 0 | 0.21449
112 | 1.2351 | -22.8588 | 0.81758 | -144.527 | 1.1125 | 77.8314 | 0.001 | 0.00032868 | 0 | 0 | 0 | 0 | 0.21321
113 | 1.2339 | -22.8357 | 0.81673 | -144.5473 | 1.1126 | 77.8438 | 0.001 | 0.00032868 | 0 | 0 | 0 | 0 | 0.21605
114 | 1.2349 | -22.837 | 0.81594 | -144.5116 | 1.1126 | 77.8156 | 0 | 0 | 0 | 0 | 0 | 0 | 0.24058
115 | 1.2352 | -22.86 | 0.81757 | -144.5245 | 1.1124 | 77.8297 | 0 | 0 | 0 | 0 | 0 | 0 | 0.21449
116 | 1.2338 | -22.8355 | 0.81673 | -144.5475 | 1.1126 | 77.8439 | 0.001 | 0.00032868 | 0 | 0 | 0 | 0 | 0.21586

## res_ext_grid
| p_mw | q_mvar
0 | 0.011036 | -0.011038

## res_ext_grid_3ph
| p_a_mw | q_a_mvar | p_b_mw | q_b_mvar | p_c_mw | q_c_mvar
0 | 0.011679 | -0.0033011 | 0.014467 | -0.00050419 | 0.010648 | 0.00051575

## res_line
| p_from_mw | q_from_mvar | p_to_mw | q_to_mvar | pl_mw | ql_mvar | i_from_ka | i_to_ka | i_ka | vm_from_pu | va_from_degree | vm_to_pu | va_to_degree | loading_percent
0 | 4.0981e-11 | -1.4228e-05 | -3.0832e-11 | 1.3965e-05 | 1.0149e-11 | -2.6238e-07 | 1.8797e-05 | 1.845e-05 | 1.8797e-05 | 1.0505 | -30.0314 | 1.0505 | -30.0314 | 0.0018797
1 | -8.1857e-15 | -2.1602e-07 | 9.4532e-15 | 1.4517e-07 | 1.2676e-15 | -7.0851e-08 | 2.854e-07 | 1.9179e-07 | 2.854e-07 | 1.0505 | -30.0314 | 1.0505 | -30.0314 | 2.854e-05
2 | 3.0826e-11 | -1.3749e-05 | -2.5315e-11 | 1.3598e-05 | 5.5116e-12 | -1.5145e-07 | 1.8165e-05 | 1.7965e-05 | 1.8165e-05 | 1.0505 | -30.0314 | 1.0505 | -30.0315 | 0.0018165
3 | 9.1518e-16 | -6.4209e-08 | -1.3632e-15 | 5.0988e-15 | -4.4804e-16 | -6.4209e-08 | 8.4831e-08 | 6.973e-15 | 8.4831e-08 | 1.0505 | -30.0314 | 1.0505 | -30.0314 | 8.4831e-06
4 | -6.7541e-16 | -8.0957e-08 | 1.3632e-15 | -5.0988e-15 | 6.878e-16 | -8.0957e-08 | 1.0696e-07 | 6.973e-15 | 1.0696e-07 | 1.0505 | -30.0314 | 1.0505 | -30.0314 | 1.0696e-05
5 | 7.2761e-15 | -2.1985e-07 | -6.5263e-15 | 1.5114e-07 | 7.4977e-16 | -6.8711e-08 | 2.9047e-07 | 1.9969e-07 | 2.9047e-07 | 1.0505 | -30.0315 | 1.0505 | -30.0315 | 2.9047e-05
6 | 2.5306e-11 | -1.3378e-05 | -1.663e-11 | 1.3124e-05 | 8.6759e-12 | -2.5384e-07 | 1.7674e-05 | 1.7339e-05 | 1.7674e-05 | 1.0505 | -30.0315 | 1.0505 | -30.0315 | 0.0017674
7 | -5.5193e-15 | -7.3823e-08 | 1.8678e-15 | 3.231e-15 | -3.6516e-15 | -7.3823e-08 | 9.7534e-08 | 4.9307e-15 | 9.7534e-08 | 1.0505 | -30.0315 | 1.0505 | -30.0315 | 9.7534e-06
8 | -6.911e-15 | -7.7321e-08 | 4.1649e-15 | -2.5228e-16 | -2.7461e-15 | -7.7321e-08 | 1.0215e-07 | 5.5127e-15 | 1.0215e-07 | 1.0505 | -30.0315 | 1.0505 | -30.0315 | 1.0215e-05
9 | -1.2923e-14 | -1.9596e-07 | 1.1351e-14 | 9.6868e-08 | -1.5715e-15 | -9.9089e-08 | 2.5889e-07 | 1.2798e-07 | 2.5889e-07 | 1.0505 | -30.0315 | 1.0505 | -30.0315 | 2.5889e-05
10 | 1.6634e-11 | -1.2928e-05 | -1.1481e-11 | 1.2768e-05 | 5.1529e-12 | -1.605e-07 | 1.708e-05 | 1.6868e-05 | 1.708e-05 | 1.0505 | -30.0315 | 1.0505 | -30.0315 | 0.001708
11 | 2.0766e-14 | -4.8434e-08 | -1.666e-14 | 1.0091e-15 | 4.106e-15 | -4.8434e-08 | 6.399e-08 | 2.2051e-14 | 6.399e-08 | 1.0505 | -30.0315 | 1.0505 | -30.0315 | 6.399e-06
12 | 2.0766e-14 | -4.8434e-08 | -1.666e-14 | 1.0091e-15 | 4.106e-15 | -4.8434e-08 | 6.399e-08 | 2.2051e-14 | 6.399e-08 | 1.0505 | -30.0315 | 1.0505 | -30.0315 | 6.399e-06
13 | 1.1445e-11 | -1.112e-05 | -8.9208e-12 | 1.1014e-05 | 2.524e-12 | -1.0556e-07 | 1.4692e-05 | 1.4552e-05 | 1.4692e-05 | 1.0505 | -30.0315 | 1.0505 | -30.0315 | 0.0014692
14 | -3.4027e-15 | -1.6475e-06 | 1.3155e-14 | 1.4714e-06 | 9.7526e-15 | -1.7608e-07 | 2.1766e-06 | 1.944e-06 | 2.1766e-06 | 1.0505 | -30.0315 | 1.0505 | -30.0315 | 0.00021766
15 | -3.1348e-14 | -1.1359e-06 | 1.3824e-14 | 1.0858e-06 | -1.7525e-14 | -5.0067e-08 | 1.5007e-06 | 1.4346e-06 | 1.5007e-06 | 1.0505 | -30.0315 | 1.0505 | -30.0315 | 0.00015007
16 | 8.9202e-12 | -9.8786e-06 | -5.11e-12 | 9.5404e-06 | 3.8102e-12 | -3.382e-07 | 1.3051e-05 | 1.2605e-05 | 1.3051e-05 | 1.0505 | -30.0315 | 1.0505 | -30.0315 | 0.0013051
17 | 3.0963e-14 | -9.1367e-07 | -2.2974e-14 | 7.2056e-07 | 7.9889e-15 | -1.9311e-07 | 1.2071e-06 | 9.5199e-07 | 1.2071e-06 | 1.0505 | -30.0315 | 1.0505 | -30.0315 | 0.00012071
18 | 2.541e-15 | -1.7215e-07 | -2.5494e-15 | -6.816e-16 | -8.4403e-18 | -1.7215e-07 | 2.2744e-07 | 3.4865e-15 | 2.2744e-07 | 1.0505 | -30.0315 | 1.0505 | -30.0315 | 2.2744e-05
19 | -1.3993e-14 | -2.7443e-07 | 1.7631e-14 | 1.4023e-07 | 3.6382e-15 | -1.3421e-07 | 3.6258e-07 | 1.8526e-07 | 3.6258e-07 | 1.0505 | -30.0315 | 1.0505 | -30.0315 | 3.6258e-05
20 | -1.2695e-14 | -4.4612e-07 | 1.6564e-14 | 2.5015e-07 | 3.8687e-15 | -1.9597e-07 | 5.8941e-07 | 3.305e-07 | 5.8941e-07 | 1.0505 | -30.0315 | 1.0505 | -30.0315 | 5.8941e-05
21 | -6.2157e-15 | -2.5015e-07 | 9.4132e-15 | 1.2529e-07 | 3.1976e-15 | -1.2487e-07 | 3.305e-07 | 1.6553e-07 | 3.305e-07 | 1.0505 | -30.0315 | 1.0505 | -30.0315 | 3.305e-05
22 | 2.9034e-15 | -8.2606e-08 | -3.6603e-15 | 8.5821e-15 | -7.5693e-16 | -8.2606e-08 | 1.0914e-07 | 1.2327e-14 | 1.0914e-07 | 1.0505 | -30.0315 | 1.0505 | -30.0315 | 1.0914e-05
23 | 2.5491e-15 | -5.762e-08 | -4.5942e-15 | 6.9666e-15 | -2.0451e-15 | -5.762e-08 | 7.6126e-08 | 1.1025e-14 | 7.6126e-08 | 1.0505 | -30.0315 | 1.0505 | -30.0315 | 7.6126e-06
24 | 2.1215e-15 | -8.5393e-08 | -2.8017e-15 | -4.8465e-15 | -6.8023e-16 | -8.5393e-08 | 1.1282e-07 | 7.396e-15 | 1.1282e-07 | 1.0505 | -30.0315 | 1.0505 | -30.0315 | 1.1282e-05
25 | -8.2284e-15 | -3.9893e-08 | 6.462e-15 | -3.7356e-15 | -1.7664e-15 | -3.9893e-08 | 5.2706e-08 | 9.8613e-15 | 5.2706e-08 | 1.0505 | -30.0315 | 1.0505 | -30.0315 | 5.2706e-06
26 | 3.6702e-14 | -1.249e-06 | -2.746e-14 | 1.1014e-06 | 9.2419e-15 | -1.4758e-07 | 1.6501e-06 | 1.4551e-06 | 1.6501e-06 | 1.0505 | -30.0315 | 1.0505 | -30.0315 | 0.00016501
27 | 1.2215e-15 | -2.2242e-07 | 1.2614e-16 | 2.0824e-15 | 1.3476e-15 | -2.2242e-07 | 2.9386e-07 | 2.7563e-15 | 2.9386e-07 | 1.0505 | -30.0315 | 1.0505 | -30.0315 | 2.9386e-05
28 | -4.1686e-15 | -3.3116e-07 | 1.0877e-14 | 1.818e-07 | 6.7087e-15 | -1.4936e-07 | 4.3753e-07 | 2.4019e-07 | 4.3753e-07 | 1.0505 | -30.0315 | 1.0505 | -30.0315 | 4.3753e-05
29 | 4.7494e-14 | -7.7024e-07 | -4.3338e-14 | 6.0062e-07 | 4.1552e-15 | -1.6961e-07 | 1.0176e-06 | 7.9353e-07 | 1.0176e-06 | 1.0505 | -30.0315 | 1.0505 | -30.0315 | 0.00010176
30 | 1.3435e-15 | -8.2954e-08 | 0 | 0 | 1.3435e-15 | -8.2954e-08 | 1.096e-07 | 0 | 1.096e-07 | 1.0505 | -30.0315 | 1.0505 | -30.0315 | 1.096e-05
31 | -3.1719e-15 | -9.8847e-08 | 3.9126e-15 | -4.4172e-15 | 7.4074e-16 | -9.8847e-08 | 1.3059e-07 | 7.7961e-15 | 1.3059e-07 | 1.0505 | -30.0315 | 1.0505 | -30.0315 | 1.3059e-05
32 | -2.9066e-16 | -2.2149e-07 | 2.0824e-15 | -1.2614e-16 | 1.7918e-15 | -2.2149e-07 | 2.9262e-07 | 2.7563e-15 | 2.9262e-07 | 1.0505 | -30.0315 | 1.0505 | -30.0315 | 2.9262e-05
33 | -2.1192e-14 | -3.7914e-07 | 4.6912e-14 | 2.9069e-07 | 2.572e-14 | -8.8447e-08 | 5.0091e-07 | 3.8405e-07 | 5.0091e-07 | 1.0505 | -30.0315 | 1.0505 | -30.0315 | 5.0091e-05
34 | 3.3563e-15 | -2.9069e-07 | -2.5248e-16 | 1.2724e-07 | 3.1038e-15 | -1.6345e-07 | 3.8405e-07 | 1.6811e-07 | 3.8405e-07 | 1.0505 | -30.0315 | 1.0505 | -30.0315 | 3.8405e-05
35 | -8.4558e-15 | -6.362e-08 | 6.9666e-15 | 4.5942e-15 | -1.4893e-15 | -6.362e-08 | 8.4053e-08 | 1.1025e-14 | 8.4053e-08 | 1.0505 | -30.0315 | 1.0505 | -30.0315 | 8.4053e-06
36 | -8.4558e-15 | -6.362e-08 | 6.9666e-15 | 4.5942e-15 | -1.4893e-15 | -6.362e-08 | 8.4053e-08 | 1.1025e-14 | 8.4053e-08 | 1.0505 | -30.0315 | 1.0505 | -30.0315 | 8.4053e-06
37 | 5.1244e-12 | -9.3661e-06 | -4.6247e-12 | 9.3173e-06 | 4.9972e-13 | -4.883e-08 | 1.2374e-05 | 1.231e-05 | 1.2374e-05 | 1.0505 | -30.0315 | 1.0505 | -30.0316 | 0.0012374
38 | -1.4176e-15 | -1.7427e-07 | 1.4008e-15 | 2.4232e-15 | -1.678e-17 | -1.7427e-07 | 2.3024e-07 | 3.698e-15 | 2.3024e-07 | 1.0505 | -30.0315 | 1.0505 | -30.0315 | 2.3024e-05
39 | 4.6277e-12 | -9.1377e-06 | -4.0307e-12 | 9.0778e-06 | 5.9704e-13 | -5.9889e-08 | 1.2073e-05 | 1.1993e-05 | 1.2073e-05 | 1.0505 | -30.0316 | 1.0505 | -30.0316 | 0.0012073
40 | 1.8453e-15 | -1.7959e-07 | 0 | 0 | 1.8453e-15 | -1.7959e-07 | 2.3728e-07 | 0 | 2.3728e-07 | 1.0505 | -30.0316 | 1.0505 | -30.0316 | 2.3728e-05
41 | 1.3837e-12 | -3.5065e-06 | -1.1427e-12 | 3.4077e-06 | 2.4096e-13 | -9.8752e-08 | 4.6327e-06 | 4.5022e-06 | 4.6327e-06 | 1.0505 | -30.0316 | 1.0505 | -30.0316 | 0.00046327
42 | 2.6542e-12 | -5.5713e-06 | -2.3408e-12 | 5.4837e-06 | 3.1332e-13 | -8.7611e-08 | 7.3607e-06 | 7.245e-06 | 7.3607e-06 | 1.0505 | -30.0316 | 1.0505 | -30.0316 | 0.00073607
43 | 1.1404e-12 | -3.1507e-06 | -8.8935e-13 | 3.0226e-06 | 2.5107e-13 | -1.2814e-07 | 4.1626e-06 | 3.9933e-06 | 4.1626e-06 | 1.0505 | -30.0316 | 1.0505 | -30.0316 | 0.00041626
44 | 1.3852e-14 | -2.5701e-07 | -1.3804e-14 | 1.6464e-07 | 4.8156e-17 | -9.2374e-08 | 3.3956e-07 | 2.1751e-07 | 3.3956e-07 | 1.0505 | -30.0316 | 1.0505 | -30.0316 | 3.3956e-05
45 | -3.0698e-15 | -6.2361e-08 | 4.5942e-15 | -6.9666e-15 | 1.5244e-15 | -6.2361e-08 | 8.239e-08 | 1.1025e-14 | 8.239e-08 | 1.0505 | -30.0316 | 1.0505 | -30.0316 | 8.239e-06
46 | -2.5119e-15 | -1.0228e-07 | 2.2971e-15 | -3.4833e-15 | -2.1476e-16 | -1.0228e-07 | 1.3512e-07 | 5.5127e-15 | 1.3512e-07 | 1.0505 | -30.0316 | 1.0505 | -30.0316 | 1.3512e-05
47 | 8.9784e-13 | -2.8696e-06 | -7.6285e-13 | 2.7895e-06 | 1.3499e-13 | -8.0066e-08 | 3.7912e-06 | 3.6854e-06 | 3.7912e-06 | 1.0505 | -30.0316 | 1.0505 | -30.0316 | 0.00037912
48 | 7.6946e-16 | -1.5299e-07 | -9.339e-16 | -1.6155e-15 | -1.6444e-16 | -1.5299e-07 | 2.0213e-07 | 2.4653e-15 | 2.0213e-07 | 1.0505 | -30.0316 | 1.0505 | -30.0316 | 2.0213e-05
49 | 3.4534e-15 | -1.894e-07 | -3.4833e-15 | -2.2971e-15 | -2.9907e-17 | -1.894e-07 | 2.5024e-07 | 5.5127e-15 | 2.5024e-07 | 1.0505 | -30.0316 | 1.0505 | -30.0316 | 2.5024e-05
50 | 7.6225e-13 | -2.6001e-06 | -2.415e-13 | 2.1482e-06 | 5.2075e-13 | -4.5191e-07 | 3.4352e-06 | 2.8381e-06 | 3.4352e-06 | 1.0505 | -30.0316 | 1.0505 | -30.0316 | 0.00034352
51 | 2.3179e-12 | -5.2289e-06 | -2.0379e-12 | 5.1405e-06 | 2.7993e-13 | -8.8444e-08 | 6.9084e-06 | 6.7915e-06 | 6.9084e-06 | 1.0505 | -30.0316 | 1.0505 | -30.0316 | 0.00069084
52 | 2.52e-15 | -2.5479e-07 | 9.339e-16 | 1.6155e-15 | 3.4538e-15 | -2.5479e-07 | 3.3662e-07 | 2.4653e-15 | 3.3662e-07 | 1.0505 | -30.0316 | 1.0505 | -30.0316 | 3.3662e-05
53 | 2.032e-12 | -4.8277e-06 | -1.2121e-12 | 4.5121e-06 | 8.199e-13 | -3.1567e-07 | 6.3783e-06 | 5.9612e-06 | 6.3783e-06 | 1.0505 | -30.0316 | 1.0505 | -30.0316 | 0.00063783
54 | 2.3781e-15 | -3.1275e-07 | 2.9614e-15 | 1.8459e-07 | 5.3395e-15 | -1.2815e-07 | 4.1319e-07 | 2.4388e-07 | 4.1319e-07 | 1.0505 | -30.0316 | 1.0505 | -30.0316 | 4.1319e-05
55 | 3.1492e-15 | -6.6997e-08 | -1.3632e-15 | 5.0988e-15 | 1.786e-15 | -6.6997e-08 | 8.8515e-08 | 6.973e-15 | 8.8515e-08 | 1.0505 | -30.0316 | 1.0505 | -30.0316 | 8.8515e-06
56 | -1.5163e-15 | -1.1759e-07 | 6.816e-16 | -2.5494e-15 | -8.3473e-16 | -1.1759e-07 | 1.5536e-07 | 3.4865e-15 | 1.5536e-07 | 1.0505 | -30.0316 | 1.0505 | -30.0316 | 1.5536e-05
57 | -5.0729e-15 | -1.2565e-07 | 3.231e-15 | -1.8678e-15 | -1.8419e-15 | -1.2565e-07 | 1.6601e-07 | 4.9307e-15 | 1.6601e-07 | 1.0505 | -30.0316 | 1.0505 | -30.0316 | 1.6601e-05
58 | 1.1377e-12 | -4.3864e-06 | -1.027e-12 | 4.3512e-06 | 1.1066e-13 | -3.5237e-08 | 5.7952e-06 | 5.7487e-06 | 5.7952e-06 | 1.0505 | -30.0316 | 1.0505 | -30.0316 | 0.00057952
59 | 2.4926e-13 | -1.9499e-06 | -1.2798e-13 | 1.787e-06 | 1.2127e-13 | -1.6287e-07 | 2.5762e-06 | 2.361e-06 | 2.5762e-06 | 1.0505 | -30.0316 | 1.0505 | -30.0316 | 0.00025762
60 | 2.4049e-15 | -1.983e-07 | -1.1486e-15 | 1.7416e-15 | 1.2563e-15 | -1.983e-07 | 2.6199e-07 | 2.7563e-15 | 2.6199e-07 | 1.0505 | -30.0316 | 1.0505 | -30.0316 | 2.6199e-05
61 | -2.0581e-15 | -2.7002e-07 | 6.9561e-15 | 1.4671e-07 | 4.898e-15 | -1.2331e-07 | 3.5674e-07 | 1.9382e-07 | 3.5674e-07 | 1.0505 | -30.0316 | 1.0505 | -30.0316 | 3.5674e-05
62 | 1.2494e-13 | -1.517e-06 | -4.2199e-14 | 1.3243e-06 | 8.2744e-14 | -1.9268e-07 | 2.0042e-06 | 1.7497e-06 | 2.0042e-06 | 1.0505 | -30.0316 | 1.0505 | -30.0316 | 0.00020042
63 | 3.6199e-15 | -8.0135e-08 | -6.462e-15 | 3.7356e-15 | -2.8421e-15 | -8.0135e-08 | 1.0587e-07 | 9.8613e-15 | 1.0587e-07 | 1.0505 | -30.0316 | 1.0505 | -30.0316 | 1.0587e-05
64 | 1.2371e-15 | -6.6571e-08 | 1.3632e-15 | -5.0988e-15 | 2.6003e-15 | -6.6571e-08 | 8.7952e-08 | 6.973e-15 | 8.7952e-08 | 1.0505 | -30.0316 | 1.0505 | -30.0316 | 8.7952e-06
65 | -7.3598e-15 | -2.8426e-07 | 1.171e-14 | 1.5637e-07 | 4.3498e-15 | -1.2789e-07 | 3.7556e-07 | 2.066e-07 | 3.7556e-07 | 1.0505 | -30.0316 | 1.0505 | -30.0316 | 3.7556e-05
66 | 3.9613e-14 | -1.0401e-06 | -1.1933e-14 | 8.8469e-07 | 2.768e-14 | -1.5538e-07 | 1.3741e-06 | 1.1688e-06 | 1.3741e-06 | 1.0505 | -30.0316 | 1.0505 | -30.0316 | 0.00013741
67 | 8.8182e-15 | -7.9856e-08 | -1.1561e-14 | 2.3724e-15 | -2.7426e-15 | -7.9856e-08 | 1.055e-07 | 1.5592e-14 | 1.055e-07 | 1.0505 | -30.0316 | 1.0505 | -30.0316 | 1.055e-05
68 | 8.1971e-15 | -7.6516e-08 | -1.0198e-14 | -2.7264e-15 | -2.0005e-15 | -7.6516e-08 | 1.0109e-07 | 1.3946e-14 | 1.0109e-07 | 1.0505 | -30.0316 | 1.0505 | -30.0316 | 1.0109e-05
69 | 2.7027e-14 | -5.837e-07 | -1.6643e-14 | 4.961e-07 | 1.0383e-14 | -8.7602e-08 | 7.7117e-07 | 6.5544e-07 | 7.7117e-07 | 1.0505 | -30.0316 | 1.0505 | -30.0316 | 7.7117e-05
70 | -1.6648e-15 | -3.0099e-07 | 4.5844e-15 | 1.3644e-07 | 2.9196e-15 | -1.6454e-07 | 3.9766e-07 | 1.8027e-07 | 3.9766e-07 | 1.0505 | -30.0316 | 1.0505 | -30.0316 | 3.9766e-05
71 | 5.7975e-15 | -6.4152e-08 | -3.231e-15 | 1.8678e-15 | 2.5665e-15 | -6.4152e-08 | 8.4757e-08 | 4.9307e-15 | 8.4757e-08 | 1.0505 | -30.0316 | 1.0505 | -30.0316 | 8.4757e-06
72 | -2.5191e-15 | -7.2292e-08 | 2.2971e-15 | -3.4833e-15 | -2.2195e-16 | -7.2292e-08 | 9.551e-08 | 5.5127e-15 | 9.551e-08 | 1.0505 | -30.0316 | 1.0505 | -30.0316 | 9.551e-06
73 | 5.1341e-16 | -1.806e-07 | -1.1486e-15 | 1.7416e-15 | -6.3514e-16 | -1.806e-07 | 2.3861e-07 | 2.7563e-15 | 2.3861e-07 | 1.0505 | -30.0316 | 1.0505 | -30.0316 | 2.3861e-05
74 | 1.263e-15 | -3.1549e-07 | -4.114e-15 | 1.926e-07 | -2.851e-15 | -1.229e-07 | 4.1682e-07 | 2.5446e-07 | 4.1682e-07 | 1.0505 | -30.0316 | 1.0505 | -30.0316 | 4.1682e-05
75 | 2.1954e-15 | -1.926e-07 | -4.6695e-16 | -8.0775e-16 | 1.7284e-15 | -1.926e-07 | 2.5446e-07 | 1.2327e-15 | 2.5446e-07 | 1.0505 | -30.0316 | 1.0505 | -30.0316 | 2.5446e-05
76 | 1.1612e-12 | -4.1626e-06 | -1.0554e-12 | 4.1053e-06 | 1.0572e-13 | -5.7288e-08 | 5.4996e-06 | 5.4239e-06 | 5.4996e-06 | 1.0505 | -30.0316 | 1.0505 | -30.0316 | 0.00054996
77 | 3.4292e-15 | -1.8856e-07 | -9.339e-16 | -1.6155e-15 | 2.4953e-15 | -1.8856e-07 | 2.4913e-07 | 2.4653e-15 | 2.4913e-07 | 1.0505 | -30.0316 | 1.0505 | -30.0316 | 2.4913e-05
78 | 9.5083e-17 | -1.6803e-07 | 0 | 0 | 9.5083e-17 | -1.6803e-07 | 2.22e-07 | 0 | 2.22e-07 | 1.0505 | -30.0316 | 1.0505 | -30.0316 | 2.22e-05
79 | 1.0399e-12 | -3.9373e-06 | -8.4828e-13 | 3.8282e-06 | 1.9162e-13 | -1.0906e-07 | 5.2019e-06 | 5.0578e-06 | 5.2019e-06 | 1.0505 | -30.0316 | 1.0505 | -30.0316 | 0.00052019
80 | 8.8978e-13 | -3.663e-06 | -8.5584e-13 | 3.6306e-06 | 3.3937e-14 | -3.241e-08 | 4.8395e-06 | 4.7967e-06 | 4.8395e-06 | 1.0505 | -30.0316 | 1.0505 | -30.0316 | 0.00048395
81 | 2.271e-15 | -1.6521e-07 | -1.6155e-15 | 9.339e-16 | 6.5555e-16 | -1.6521e-07 | 2.1827e-07 | 2.4653e-15 | 2.1827e-07 | 1.0505 | -30.0316 | 1.0505 | -30.0316 | 2.1827e-05
82 | 7.982e-13 | -3.1796e-06 | -6.6411e-13 | 3.0641e-06 | 1.3409e-13 | -1.1554e-07 | 4.2009e-06 | 4.0482e-06 | 4.2009e-06 | 1.0505 | -30.0316 | 1.0505 | -30.0316 | 0.00042009
83 | 1.0114e-14 | -4.5099e-07 | 2.9061e-15 | 2.6874e-07 | 1.302e-14 | -1.8226e-07 | 5.9584e-07 | 3.5505e-07 | 5.9584e-07 | 1.0505 | -30.0316 | 1.0505 | -30.0316 | 5.9584e-05
84 | 2.0332e-15 | -1.173e-07 | -9.339e-16 | -1.6155e-15 | 1.0993e-15 | -1.173e-07 | 1.5498e-07 | 2.4653e-15 | 1.5498e-07 | 1.0505 | -30.0316 | 1.0505 | -30.0316 | 1.5498e-05
85 | 3.2511e-15 | -1.5143e-07 | -1.3093e-14 | 1.2394e-07 | -9.8417e-15 | -2.7499e-08 | 2.0007e-07 | 1.6374e-07 | 2.0007e-07 | 1.0505 | -30.0316 | 1.0505 | -30.0316 | 2.0007e-05
86 | 6.521e-15 | -3.3836e-08 | 0 | 0 | 6.521e-15 | -3.3836e-08 | 4.4704e-08 | 0 | 4.4704e-08 | 1.0505 | -30.0316 | 1.0505 | -30.0316 | 4.4704e-06
87 | -2.7671e-15 | -9.01e-08 | 1.8678e-15 | 3.231e-15 | -8.9927e-16 | -9.01e-08 | 1.1904e-07 | 4.9307e-15 | 1.1904e-07 | 1.0505 | -30.0316 | 1.0505 | -30.0316 | 1.1904e-05
88 | -8.3379e-15 | -2.6349e-07 | 1.0116e-14 | 1.6576e-07 | 1.7781e-15 | -9.7724e-08 | 3.4811e-07 | 2.19e-07 | 3.4811e-07 | 1.0505 | -30.0316 | 1.0505 | -30.0316 | 3.4811e-05
89 | 6.6164e-13 | -2.8006e-06 | -5.4028e-13 | 2.6743e-06 | 1.2136e-13 | -1.2629e-07 | 3.7001e-06 | 3.5332e-06 | 3.7001e-06 | 1.0505 | -30.0316 | 1.0505 | -30.0316 | 0.00037001
90 | 6.73e-15 | -7.7479e-08 | -8.3298e-15 | 5.0459e-16 | -1.5997e-15 | -7.7479e-08 | 1.0236e-07 | 1.1025e-14 | 1.0236e-07 | 1.0505 | -30.0316 | 1.0505 | -30.0316 | 1.0236e-05
91 | 1.1767e-15 | -8.8285e-08 | 9.339e-16 | 1.6155e-15 | 2.1106e-15 | -8.8285e-08 | 1.1664e-07 | 2.4653e-15 | 1.1664e-07 | 1.0505 | -30.0316 | 1.0505 | -30.0316 | 1.1664e-05
92 | 8.3942e-16 | -1.7968e-07 | 0 | 0 | 8.3942e-16 | -1.7968e-07 | 2.3739e-07 | 0 | 2.3739e-07 | 1.0505 | -30.0316 | 1.0505 | -30.0316 | 2.3739e-05
93 | 4.7573e-13 | -2.4946e-06 | -4.478e-13 | 2.4683e-06 | 2.7926e-14 | -2.6286e-08 | 3.2958e-06 | 3.2611e-06 | 3.2958e-06 | 1.0505 | -30.0316 | 1.0505 | -30.0316 | 0.00032958
94 | 4.5472e-13 | -2.4683e-06 | -3.2488e-13 | 2.3636e-06 | 1.2984e-13 | -1.0476e-07 | 3.2611e-06 | 3.1227e-06 | 3.2611e-06 | 1.0505 | -30.0316 | 1.0505 | -30.0316 | 0.00032611
95 | 3.2673e-13 | -2.0552e-06 | -1.8321e-13 | 1.8723e-06 | 1.4352e-13 | -1.8293e-07 | 2.7153e-06 | 2.4736e-06 | 2.7153e-06 | 1.0505 | -30.0316 | 1.0505 | -30.0316 | 0.00027153
96 | 3.6748e-15 | -3.0837e-07 | 3.1394e-16 | 1.5541e-07 | 3.9887e-15 | -1.5296e-07 | 4.0741e-07 | 2.0532e-07 | 4.0741e-07 | 1.0505 | -30.0316 | 1.0505 | -30.0316 | 4.0741e-05
97 | -5.0965e-15 | -3.91e-08 | 3.7356e-15 | 6.462e-15 | -1.3609e-15 | -3.91e-08 | 5.1658e-08 | 9.8613e-15 | 5.1658e-08 | 1.0505 | -30.0316 | 1.0505 | -30.0316 | 5.1658e-06
98 | 3.3441e-15 | -1.1631e-07 | -6.816e-16 | 2.5494e-15 | 2.6625e-15 | -1.1631e-07 | 1.5366e-07 | 3.4865e-15 | 1.5366e-07 | 1.0505 | -30.0316 | 1.0505 | -30.0316 | 1.5366e-05
99 | 2.8352e-15 | -2.855e-07 | 7.7728e-16 | 1.5039e-07 | 3.6125e-15 | -1.3511e-07 | 3.772e-07 | 1.9869e-07 | 3.772e-07 | 1.0505 | -30.0316 | 1.0505 | -30.0316 | 3.772e-05
100 | 1.7965e-13 | -1.5868e-06 | -8.6568e-14 | 1.3827e-06 | 9.3084e-14 | -2.0406e-07 | 2.0964e-06 | 1.8268e-06 | 2.0964e-06 | 1.0505 | -30.0316 | 1.0505 | -30.0316 | 0.00020964
101 | 4.3674e-15 | -8.1325e-08 | -4.1649e-15 | 2.5229e-16 | 2.0246e-16 | -8.1325e-08 | 1.0744e-07 | 5.5127e-15 | 1.0744e-07 | 1.0505 | -30.0316 | 1.0505 | -30.0316 | 1.0744e-05
102 | 7.1354e-15 | -6.9066e-08 | -5.0988e-15 | -1.3632e-15 | 2.0366e-15 | -6.9066e-08 | 9.1249e-08 | 6.973e-15 | 9.1249e-08 | 1.0505 | -30.0316 | 1.0505 | -30.0316 | 9.1249e-06
103 | 8.4221e-15 | -2.8389e-07 | -6.1445e-15 | 1.5343e-07 | 2.2776e-15 | -1.3047e-07 | 3.7508e-07 | 2.0271e-07 | 3.7508e-07 | 1.0505 | -30.0316 | 1.0505 | -30.0316 | 3.7508e-05
104 | 7.3047e-14 | -1.0988e-06 | -2.5347e-14 | 8.6533e-07 | 4.77e-14 | -2.335e-07 | 1.4517e-06 | 1.1433e-06 | 1.4517e-06 | 1.0505 | -30.0316 | 1.0505 | -30.0316 | 0.00014517
105 | 1.335e-15 | -8.5539e-08 | -5.0988e-15 | -1.3632e-15 | -3.7638e-15 | -8.5539e-08 | 1.1301e-07 | 6.973e-15 | 1.1301e-07 | 1.0505 | -30.0316 | 1.0505 | -30.0316 | 1.1301e-05
106 | 8.2928e-15 | -6.789e-08 | -6.462e-15 | 3.7356e-15 | 1.8308e-15 | -6.789e-08 | 8.9695e-08 | 9.8613e-15 | 8.9695e-08 | 1.0505 | -30.0316 | 1.0505 | -30.0316 | 8.9695e-06
107 | -6.9753e-15 | -5.1496e-07 | 1.3233e-14 | 4.8133e-07 | 6.2581e-15 | -3.3634e-08 | 6.8036e-07 | 6.3592e-07 | 6.8036e-07 | 1.0505 | -30.0316 | 1.0505 | -30.0316 | 6.8036e-05
108 | 2.3467e-14 | -4.8133e-07 | -2.1964e-14 | 3.2363e-07 | 1.5032e-15 | -1.577e-07 | 6.3592e-07 | 4.2757e-07 | 6.3592e-07 | 1.0505 | -30.0316 | 1.0505 | -30.0316 | 6.3592e-05
109 | 8.0685e-15 | -3.2363e-07 | -3.2196e-15 | 2.0215e-07 | 4.8489e-15 | -1.2148e-07 | 4.2757e-07 | 2.6707e-07 | 4.2757e-07 | 1.0505 | -30.0316 | 1.0505 | -30.0316 | 4.2757e-05
110 | 7.1562e-15 | -3.5037e-07 | -2.3559e-15 | 2.2111e-07 | 4.8003e-15 | -1.2925e-07 | 4.629e-07 | 2.9213e-07 | 4.629e-07 | 1.0505 | -30.0316 | 1.0505 | -30.0316 | 4.629e-05
111 | -5.3814e-15 | -9.0091e-08 | 5.0988e-15 | 1.3632e-15 | -2.8265e-16 | -9.0091e-08 | 1.1903e-07 | 6.973e-15 | 1.1903e-07 | 1.0505 | -30.0316 | 1.0505 | -30.0316 | 1.1903e-05
112 | -1.3442e-15 | -1.1206e-07 | 0 | 0 | -1.3442e-15 | -1.1206e-07 | 1.4805e-07 | 0 | 1.4805e-07 | 1.0505 | -30.0316 | 1.0505 | -30.0316 | 1.4805e-05
113 | 5.0112e-16 | -1.2402e-07 | 0 | 0 | 5.0112e-16 | -1.2402e-07 | 1.6386e-07 | 0 | 1.6386e-07 | 1.0505 | -30.0316 | 1.0505 | -30.0316 | 1.6386e-05
114 | -4.4229e-16 | -9.709e-08 | 0 | 0 | -4.4229e-16 | -9.709e-08 | 1.2827e-07 | 0 | 1.2827e-07 | 1.0505 | -30.0316 | 1.0505 | -30.0316 | 1.2827e-05

## res_line_3ph
| p_a_from_mw | q_a_from_mvar | p_b_from_mw | q_b_from_mvar | q_c_from_mvar | p_a_to_mw | q_a_to_mvar | p_b_to_mw | q_b_to_mvar | p_c_to_mw | q_c_to_mvar | p_a_l_mw | q_a_l_mvar | p_b_l_mw | q_b_l_mvar | p_c_l_mw | q_c_l_mvar | i_a_from_ka | i_a_to_ka | i_b_from_ka | i_b_to_ka | i_c_from_ka | i_c_to_ka | i_a_ka | i_b_ka | i_c_ka | i_n_from_ka | i_n_to_ka | i_n_ka | loading_a_percent | loading_b_percent | loading_c_percent | p_c_from_mw | loading_percent
0 | 0.0090417 | 0.0029481 | 0.0091269 | 0.0029819 | 0.0023058 | -0.0090315 | -0.0029495 | -0.0091008 | -0.0029756 | -0.007025 | -0.0023046 | 1.0277e-05 | -1.4223e-06 | 2.6046e-05 | 6.2804e-06 | 4.9175e-06 | 1.2465e-06 | 0.0319 | 0.0319 | 0.048162 | 0.048162 | 0.027585 | 0.027585 | 0.0319 | 0.048162 | 0.027585 | 0.013989 | 0.013989 | 0.013989 | 3.19 | 4.8162 | 2.7585 | 0.0070299 | 4.8162
1 | 0.0020008 | 0.00065746 | -1.7602e-11 | -4.4703e-08 | -8.1241e-08 | -0.0020003 | -0.00065746 | 2.3456e-11 | 3.004e-08 | 3.0016e-11 | 5.4592e-08 | 5.6594e-07 | -6.9229e-09 | 5.8545e-12 | -1.4663e-08 | -7.0926e-12 | -2.6649e-08 | 0.0070714 | 0.0070715 | 2.2486e-07 | 1.5109e-07 | 3.0312e-07 | 2.0368e-07 | 0.0070715 | 2.2486e-07 | 3.0312e-07 | 0.0070714 | 0.0070714 | 0.0070714 | 0.70715 | 2.2486e-05 | 3.0312e-05 | -3.7109e-11 | 0.70715
2 | 0.0070306 | 0.0022921 | 0.0091008 | 0.0029756 | 0.0023047 | -0.0070276 | -0.0022929 | -0.0090851 | -0.0029731 | -0.007022 | -0.0023032 | 2.9693e-06 | -8.1925e-07 | 1.5717e-05 | 2.5448e-06 | 2.9664e-06 | 1.4405e-06 | 0.024829 | 0.024829 | 0.048162 | 0.048162 | 0.027585 | 0.027585 | 0.024829 | 0.048162 | 0.027585 | 0.014964 | 0.014964 | 0.014964 | 2.4829 | 4.8162 | 2.7585 | 0.007025 | 4.8162
3 | 0.0010001 | 0.00032874 | -1.1803e-11 | -1.3286e-08 | -2.4146e-08 | -0.00099999 | -0.00032876 | 1.2276e-11 | -3.9454e-12 | 1.4171e-11 | -1.0068e-11 | 1.2822e-07 | -2.3919e-08 | 4.7319e-13 | -1.329e-08 | -5.688e-13 | -2.4156e-08 | 0.0035357 | 0.0035357 | 6.6828e-08 | 6.4857e-11 | 9.0085e-08 | 6.4856e-11 | 0.0035357 | 6.6828e-08 | 9.0085e-08 | 0.0035357 | 0.0035357 | 0.0035357 | 0.35357 | 6.6828e-06 | 9.0085e-06 | -1.474e-11 | 0.35357
4 | 0.0010002 | 0.00032873 | -1.1654e-11 | -1.6753e-08 | -3.0447e-08 | -0.00099999 | -0.00032876 | 1.2403e-11 | -3.8634e-12 | 1.4369e-11 | -1.0014e-11 | 1.6167e-07 | -3.0157e-08 | 7.4955e-13 | -1.6757e-08 | -9.0798e-13 | -3.0457e-08 | 0.0035358 | 0.0035358 | 8.4266e-08 | 6.5342e-11 | 1.1359e-07 | 6.5342e-11 | 0.0035358 | 8.4266e-08 | 1.1359e-07 | 0.0035358 | 0.0035358 | 0.0035358 | 0.35358 | 8.4266e-06 | 1.1359e-05 | -1.5277e-11 | 0.35358
5 | -3.4327e-11 | -1.0203e-07 | 0.0010006 | 0.0003286 | -8.2599e-08 | 2.998e-11 | 7.014e-08 | -0.0010002 | -0.0003286 | 1.5755e-11 | 5.6778e-08 | -4.3469e-12 | -3.189e-08 | 3.0901e-07 | 9.0957e-12 | 5.2782e-12 | -2.5821e-08 | 3.427e-07 | 2.3557e-07 | 0.005306 | 0.005306 | 3.0832e-07 | 2.1193e-07 | 3.427e-07 | 0.005306 | 3.0832e-07 | 0.005306 | 0.005306 | 0.005306 | 3.427e-05 | 0.5306 | 3.0832e-05 | -1.0477e-11 | 0.5306
6 | 0.0070276 | 0.002293 | 0.0080846 | 0.0026445 | 0.0023033 | -0.0070222 | -0.0022936 | -0.0080647 | -0.0026411 | -0.0070163 | -0.0023015 | 5.403e-06 | -6.6221e-07 | 1.9865e-05 | 3.4302e-06 | 5.6599e-06 | 1.8025e-06 | 0.024829 | 0.024829 | 0.042856 | 0.042856 | 0.027586 | 0.027586 | 0.024829 | 0.042856 | 0.027586 | 0.0097796 | 0.0097797 | 0.0097797 | 2.4829 | 4.2856 | 2.7586 | 0.007022 | 4.2856
7 | -2.9978e-11 | -3.4246e-08 | 0.0010002 | 0.00032861 | -2.7717e-08 | 2.9052e-11 | -2.6324e-11 | -0.00099991 | -0.00032861 | 1.688e-11 | -3.0974e-11 | -9.2578e-13 | -3.4272e-08 | 3.3201e-07 | 2.5977e-11 | 1.1279e-12 | -2.7747e-08 | 1.1502e-07 | 1.3166e-10 | 0.005306 | 0.0053061 | 1.0345e-07 | 1.3166e-10 | 1.1502e-07 | 0.0053061 | 1.0345e-07 | 0.005306 | 0.0053061 | 0.0053061 | 1.1502e-05 | 0.53061 | 1.0345e-05 | -1.5752e-11 | 0.53061
8 | -6.8444e-16 | -3.5895e-08 | -2.7444e-16 | -1.5941e-08 | -2.9061e-08 | 6.7595e-16 | 8.9199e-16 | 1.4807e-16 | 5.6997e-16 | 7.3318e-16 | 9.7239e-16 | -8.4913e-18 | -3.5895e-08 | -1.2637e-16 | -1.5941e-08 | -4.806e-17 | -2.9061e-08 | 1.2056e-07 | 3.7588e-15 | 8.034e-08 | 2.9678e-15 | 1.0847e-07 | 4.5457e-15 | 1.2056e-07 | 8.034e-08 | 1.0847e-07 | 6.9558e-08 | 2.7789e-15 | 6.9558e-08 | 1.2056e-05 | 8.034e-06 | 1.0847e-05 | -7.8124e-16 | 1.2056e-05
9 | 7.5223e-15 | -9.0836e-08 | 4.4853e-15 | -4.0234e-08 | -7.3526e-08 | -7.1451e-15 | 4.4903e-08 | -4.5915e-15 | 1.9889e-08 | -5.6239e-15 | 3.6346e-08 | 3.772e-16 | -4.5933e-08 | -1.0617e-16 | -2.0345e-08 | 1.6289e-16 | -3.718e-08 | 3.053e-07 | 1.5092e-07 | 2.0319e-07 | 1.0044e-07 | 2.7468e-07 | 1.3578e-07 | 3.053e-07 | 2.0319e-07 | 2.7468e-07 | 1.7643e-07 | 8.7217e-08 | 1.7643e-07 | 3.053e-05 | 2.0319e-05 | 2.7468e-05 | 5.7868e-15 | 3.053e-05
10 | 0.0070222 | 0.0022937 | 0.0080647 | 0.0026411 | 0.0023016 | -0.0070188 | -0.0022941 | -0.0080521 | -0.0026389 | -0.0070128 | -0.0023004 | 3.4163e-06 | -4.1865e-07 | 1.256e-05 | 2.1691e-06 | 3.5787e-06 | 1.1397e-06 | 0.024829 | 0.024829 | 0.042856 | 0.042856 | 0.027586 | 0.027586 | 0.024829 | 0.042856 | 0.027586 | 0.0097798 | 0.0097798 | 0.0097798 | 2.4829 | 4.2856 | 2.7586 | 0.0070163 | 4.2856
11 | -1.5638e-15 | -2.2452e-08 | -9.0835e-16 | -9.9446e-09 | -1.8173e-08 | 2.889e-15 | 1.1811e-15 | 1.9318e-15 | 7.2345e-16 | 2.7999e-15 | 1.2748e-16 | 1.3252e-15 | -2.2452e-08 | 1.0235e-15 | -9.9446e-09 | 8.489e-16 | -1.8173e-08 | 7.5461e-08 | 1.049e-14 | 5.0222e-08 | 1.0418e-14 | 6.7891e-08 | 1.0471e-14 | 7.5461e-08 | 5.0222e-08 | 6.7891e-08 | 4.3608e-08 | 4.4625e-30 | 4.3608e-08 | 7.5461e-06 | 5.0222e-06 | 6.7891e-06 | -1.951e-15 | 7.5461e-06
12 | -1.6712e-15 | -2.2452e-08 | -8.3049e-16 | -9.9446e-09 | -1.8173e-08 | 2.9964e-15 | 1.082e-15 | 1.854e-15 | 6.8993e-16 | 2.8521e-15 | 2.5481e-16 | 1.3252e-15 | -2.2452e-08 | 1.0235e-15 | -9.9446e-09 | 8.489e-16 | -1.8173e-08 | 7.5461e-08 | 1.0708e-14 | 5.0222e-08 | 9.9901e-15 | 6.7891e-08 | 1.0697e-14 | 7.5461e-08 | 5.0222e-08 | 6.7891e-08 | 4.3608e-08 | 1.4294e-15 | 4.3608e-08 | 7.5461e-06 | 5.0222e-06 | 6.7891e-06 | -2.0032e-15 | 7.5461e-06
13 | 0.0060183 | 0.0019661 | 0.0080521 | 0.0026393 | 0.0023011 | -0.0060169 | -0.0019664 | -0.0080437 | -0.0026382 | -0.0070104 | -0.0023001 | 1.4337e-06 | -2.9246e-07 | 8.4737e-06 | 1.0915e-06 | 2.3983e-06 | 1.0013e-06 | 0.021289 | 0.021289 | 0.042857 | 0.042857 | 0.027587 | 0.027587 | 0.021289 | 0.042857 | 0.027587 | 0.011302 | 0.011302 | 0.011302 | 2.1289 | 4.2857 | 2.7587 | 0.0070128 | 4.2857
14 | 0.0010005 | 0.00032805 | -2.5005e-12 | -3.3725e-07 | -6.1751e-07 | -0.0010005 | -0.00032812 | 7.2859e-12 | 3.012e-07 | 2.9158e-11 | 5.5151e-07 | 2.7285e-08 | -6.8618e-08 | 4.7854e-12 | -3.6045e-08 | -6.0509e-12 | -6.5999e-08 | 0.0035404 | 0.0035405 | 1.7057e-06 | 1.5234e-06 | 2.3081e-06 | 2.0614e-06 | 0.0035405 | 1.7057e-06 | 2.3081e-06 | 0.0035401 | 0.0035402 | 0.0035402 | 0.35405 | 0.00017057 | 0.00023081 | -3.5209e-11 | 0.35405
15 | -8.7997e-11 | -5.258e-07 | 0.0010008 | 0.00032843 | 0.00065719 | 8.9815e-11 | 5.0262e-07 | -0.0010008 | -0.00032844 | -0.002002 | -0.00065719 | 1.8182e-12 | -2.3178e-08 | 1.0246e-08 | -9.2574e-09 | 3.0399e-08 | 6.1026e-09 | 1.7683e-06 | 1.6904e-06 | 0.0053327 | 0.0053328 | 0.0078786 | 0.0078786 | 1.7683e-06 | 0.0053328 | 0.0078786 | 0.0053302 | 0.0053302 | 0.0053302 | 0.00017683 | 0.53328 | 0.78786 | 0.002002 | 0.78786
16 | 0.0060169 | 0.0019669 | 0.0070428 | 0.0023098 | 0.0016429 | -0.0060136 | -0.0019675 | -0.0070297 | -0.002306 | -0.0050066 | -0.0016418 | 3.2903e-06 | -6.0507e-07 | 1.3142e-05 | 3.7903e-06 | 1.7795e-06 | 1.101e-06 | 0.021289 | 0.02129 | 0.037524 | 0.037524 | 0.019708 | 0.019708 | 0.02129 | 0.037524 | 0.019708 | 0.012744 | 0.012745 | 0.012745 | 2.129 | 3.7524 | 1.9708 | 0.0050084 | 3.7524
17 | -8.9813e-11 | -4.2292e-07 | 0.0010008 | 0.00032847 | 0.00065725 | 9.4943e-11 | 3.3352e-07 | -0.0010008 | -0.00032851 | -0.0020019 | -0.00065723 | 5.1306e-12 | -8.9403e-08 | 3.9522e-08 | -3.5703e-08 | 1.1725e-07 | 2.3547e-08 | 1.4223e-06 | 1.1217e-06 | 0.0053328 | 0.0053329 | 0.0078787 | 0.0078787 | 1.4223e-06 | 0.0053329 | 0.0078787 | 0.00533 | 0.0053298 | 0.00533 | 0.00014223 | 0.53329 | 0.78787 | 0.002002 | 0.78787
18 | -1.7004e-15 | -7.9699e-08 | 1.7392e-15 | -3.517e-08 | -6.4479e-08 | 2.1628e-15 | -1.3852e-15 | -1.6307e-15 | -1.9783e-16 | 1.7554e-15 | 2.5028e-15 | 4.6239e-16 | -7.9699e-08 | 1.0852e-16 | -3.517e-08 | 4.7127e-16 | -6.4479e-08 | 2.6804e-07 | 8.6378e-15 | 1.7806e-07 | 8.3165e-15 | 2.4109e-07 | 1.143e-14 | 2.6804e-07 | 1.7806e-07 | 2.4109e-07 | 1.5526e-07 | 2.814e-14 | 1.5526e-07 | 2.6804e-05 | 1.7806e-05 | 2.4109e-05 | -1.2841e-15 | 2.6804e-05
19 | -5.0775e-11 | -1.2701e-07 | 0.0010008 | 0.0003286 | -1.0272e-07 | 4.1252e-11 | 6.4882e-08 | -0.0010002 | -0.0003286 | 1.734e-11 | 5.2465e-08 | -9.5227e-12 | -6.2132e-08 | 6.0974e-07 | 5.7524e-10 | 1.1553e-11 | -5.0259e-08 | 4.2716e-07 | 2.1818e-07 | 0.005333 | 0.0053331 | 3.8412e-07 | 1.9617e-07 | 4.2716e-07 | 0.0053331 | 3.8412e-07 | 0.0053331 | 0.0053331 | 0.0053331 | 4.2716e-05 | 0.53331 | 3.8412e-05 | -5.7868e-12 | 0.53331
20 | -4.4135e-11 | -2.065e-07 | -5.1277e-11 | -9.1125e-08 | 0.00065733 | 4.8262e-11 | 1.1577e-07 | 5.0033e-11 | 5.1092e-08 | -0.0020017 | -0.00065733 | 4.1272e-12 | -9.073e-08 | -1.244e-12 | -4.0033e-08 | 1.5039e-07 | -2.0782e-09 | 6.945e-07 | 3.8936e-07 | 4.6136e-07 | 2.5866e-07 | 0.0078789 | 0.0078789 | 6.945e-07 | 4.6136e-07 | 0.0078789 | 0.0078794 | 0.0078792 | 0.0078794 | 6.945e-05 | 4.6136e-05 | 0.78789 | 0.0020019 | 0.78789
21 | -4.8228e-11 | -1.1577e-07 | -5.001e-11 | -5.1092e-08 | 0.00065733 | 6.6439e-11 | 5.7962e-08 | 4.5032e-11 | 2.5585e-08 | -0.0020005 | -0.00065732 | 1.8211e-11 | -5.7812e-08 | -4.9785e-12 | -2.5507e-08 | 1.2383e-06 | 1.0113e-08 | 3.8936e-07 | 1.9494e-07 | 2.5866e-07 | 1.2949e-07 | 0.0078789 | 0.007879 | 3.8936e-07 | 2.5866e-07 | 0.007879 | 0.0078792 | 0.0078791 | 0.0078792 | 3.8936e-05 | 2.5866e-05 | 0.7879 | 0.0020017 | 0.7879
22 | -1.5729e-15 | -3.8254e-08 | -2.7688e-16 | -1.6857e-08 | -3.0942e-08 | 1.5259e-15 | 1.8339e-15 | 2.6826e-16 | 1.0201e-15 | 1.3787e-15 | 2.0871e-15 | -4.7024e-17 | -3.8254e-08 | -8.6272e-18 | -1.6857e-08 | -9.0749e-17 | -3.0942e-08 | 1.2864e-07 | 8.0222e-15 | 8.5391e-08 | 5.3435e-15 | 1.1569e-07 | 9.3526e-15 | 1.2864e-07 | 8.5391e-08 | 1.1569e-07 | 7.4593e-08 | 6.9877e-15 | 7.4593e-08 | 1.2864e-05 | 8.5391e-06 | 1.1569e-05 | -1.4694e-15 | 1.2864e-05
23 | -4.1256e-11 | -2.6628e-08 | 0.0010002 | 0.00032861 | -2.1524e-08 | 4.0693e-11 | -5.5638e-11 | -0.00099991 | -0.00032861 | 1.803e-11 | -5.9314e-11 | -5.63e-13 | -2.6684e-08 | 2.6178e-07 | 2.632e-10 | 6.8754e-13 | -2.1583e-08 | 8.9543e-08 | 2.3178e-10 | 0.0053331 | 0.0053331 | 8.0477e-08 | 2.3179e-10 | 8.9543e-08 | 0.0053331 | 8.0477e-08 | 0.0053331 | 0.0053331 | 0.0053331 | 8.9543e-06 | 0.53331 | 8.0477e-06 | -1.7342e-11 | 0.53331
24 | -3.2354e-11 | -3.9513e-08 | -2.2467e-11 | -1.7443e-08 | 0.00032866 | 3.3769e-11 | -1.9487e-11 | 2.208e-11 | -1.3558e-11 | -0.0010001 | -0.00032868 | 1.4148e-12 | -3.9533e-08 | -3.8631e-13 | -1.7457e-08 | 2.1172e-07 | -2.2213e-08 | 1.3289e-07 | 1.3113e-10 | 8.8286e-08 | 1.3113e-10 | 0.0039397 | 0.0039397 | 1.3289e-07 | 8.8286e-08 | 0.0039397 | 0.0039398 | 0.0039397 | 0.0039398 | 1.3289e-05 | 8.8286e-06 | 0.39397 | 0.0010003 | 0.39397
25 | -3.4047e-11 | -1.8449e-08 | -2.254e-11 | -8.1412e-09 | 0.00032867 | 3.4355e-11 | -2.0072e-11 | 2.2456e-11 | -1.3958e-11 | -0.0010001 | -0.00032868 | 3.0728e-13 | -1.8469e-08 | -8.4101e-14 | -8.1552e-09 | 9.8891e-08 | -1.0379e-08 | 6.2047e-08 | 1.3382e-10 | 4.1205e-08 | 1.3382e-10 | 0.0039393 | 0.0039393 | 6.2047e-08 | 4.1205e-08 | 0.0039393 | 0.0039394 | 0.0039393 | 0.0039394 | 6.2047e-06 | 4.1205e-06 | 0.39393 | 0.0010002 | 0.39393
26 | 0.0010005 | 0.00032823 | -7.2687e-12 | -2.5567e-07 | -4.6814e-07 | -0.0010005 | -0.00032828 | 1.0297e-11 | 2.2546e-07 | 2.5327e-11 | 4.1282e-07 | 2.2872e-08 | -5.7507e-08 | 3.0283e-12 | -3.0212e-08 | -3.8108e-12 | -5.5318e-08 | 0.0035406 | 0.0035407 | 1.2931e-06 | 1.1403e-06 | 1.7498e-06 | 1.543e-06 | 0.0035407 | 1.2931e-06 | 1.7498e-06 | 0.0035403 | 0.0035404 | 0.0035404 | 0.35407 | 0.00012931 | 0.00017498 | -2.9138e-11 | 0.35407
27 | 1.6423e-15 | -1.0301e-07 | -9.8559e-16 | -4.5533e-08 | -8.3372e-08 | -3.8645e-16 | 1.3335e-15 | 1.3907e-15 | 7.5747e-16 | 4.2315e-16 | -9.9974e-16 | 1.2559e-15 | -1.0301e-07 | 4.0515e-16 | -4.5533e-08 | 9.2533e-16 | -8.3372e-08 | 3.4638e-07 | 4.6686e-15 | 2.3029e-07 | 8.0095e-15 | 3.1162e-07 | 4.0576e-15 | 3.4638e-07 | 2.3029e-07 | 3.1162e-07 | 2.0043e-07 | 1.4392e-14 | 2.0043e-07 | 3.4638e-05 | 2.3029e-05 | 3.1162e-05 | 5.0218e-16 | 3.4638e-05
28 | -2.1933e-16 | -1.5336e-07 | -6.6724e-16 | -6.7794e-08 | -1.2413e-07 | 3.2779e-15 | 8.4194e-08 | 1.1809e-15 | 3.7217e-08 | 1.7979e-15 | 6.8146e-08 | 3.0585e-15 | -6.9171e-08 | 5.1366e-16 | -3.0577e-08 | 2.4074e-15 | -5.5987e-08 | 5.1571e-07 | 2.8311e-07 | 3.4288e-07 | 1.8823e-07 | 4.6397e-07 | 2.5471e-07 | 5.1571e-07 | 3.4288e-07 | 4.6397e-07 | 2.9841e-07 | 1.6382e-07 | 2.9841e-07 | 5.1571e-05 | 3.4288e-05 | 4.6397e-05 | 6.0957e-16 | 5.1571e-05
29 | 0.0010005 | 0.00032844 | -1.0302e-11 | -1.5766e-07 | -2.8869e-07 | -0.0010004 | -0.0003285 | 1.2328e-11 | 1.2294e-07 | 2.2775e-11 | 2.2511e-07 | 2.629e-08 | -6.6084e-08 | 2.0265e-12 | -3.4722e-08 | -2.5587e-12 | -6.3577e-08 | 0.0035408 | 0.0035409 | 7.9741e-07 | 6.2179e-07 | 1.079e-06 | 8.4139e-07 | 0.0035409 | 7.9741e-07 | 1.079e-06 | 0.0035407 | 0.0035408 | 0.0035408 | 0.35409 | 7.9741e-05 | 0.0001079 | -2.5334e-11 | 0.35409
30 | 6.2328e-16 | -3.8417e-08 | 4.4655e-16 | -1.6982e-08 | -3.1095e-08 | -5.7407e-16 | 1.4647e-15 | -3.6087e-16 | 9.5919e-16 | -8.2454e-17 | 1.3932e-15 | 4.9208e-17 | -3.8417e-08 | 8.5683e-17 | -1.6982e-08 | -1.6971e-16 | -3.1095e-08 | 1.2918e-07 | 5.2901e-15 | 8.5889e-08 | 5.1832e-15 | 1.1622e-07 | 5.2166e-15 | 1.2918e-07 | 8.5889e-08 | 1.1622e-07 | 7.4749e-08 | 1.7334e-16 | 7.4749e-08 | 1.2918e-05 | 8.5889e-06 | 1.1622e-05 | -8.7251e-17 | 1.2918e-05
31 | 8.6154e-17 | -4.5777e-08 | 9.3547e-16 | -2.0235e-08 | -3.7052e-08 | 9.9823e-16 | 2.7052e-16 | -2.8042e-16 | -3.1218e-17 | 4.4248e-16 | 1.0915e-15 | 1.0844e-15 | -4.5777e-08 | 6.5505e-16 | -2.0235e-08 | 7.5126e-16 | -3.7052e-08 | 1.5393e-07 | 3.4778e-15 | 1.0234e-07 | 1.427e-15 | 1.3849e-07 | 4.4022e-15 | 1.5393e-07 | 1.0234e-07 | 1.3849e-07 | 8.9069e-08 | 8.3494e-15 | 8.9069e-08 | 1.5393e-05 | 1.0234e-05 | 1.3849e-05 | 3.0877e-16 | 1.5393e-05
32 | 0.0010004 | 0.00032868 | -1.2319e-11 | -4.5326e-08 | -8.2997e-08 | -0.00099999 | -0.00032876 | 1.7906e-11 | -1.7408e-11 | 1.5969e-11 | -2.978e-11 | 4.4366e-07 | -8.216e-08 | 5.5868e-12 | -4.5343e-08 | -6.7968e-12 | -8.3027e-08 | 0.0035411 | 0.0035412 | 2.2924e-07 | 1.263e-10 | 3.1021e-07 | 1.2629e-10 | 0.0035412 | 2.2924e-07 | 3.1021e-07 | 0.0035411 | 0.0035412 | 0.0035412 | 0.35412 | 2.2924e-05 | 3.1021e-05 | -2.2766e-11 | 0.35412
33 | 2.3187e-16 | -1.7557e-07 | -4.7115e-16 | -7.7616e-08 | -1.4212e-07 | -1.9421e-15 | 1.3461e-07 | -4.0208e-16 | 5.9509e-08 | 2.5119e-15 | 1.0896e-07 | -1.7102e-15 | -4.0958e-08 | -8.7323e-16 | -1.8107e-08 | 1.494e-15 | -3.3154e-08 | 5.904e-07 | 4.5267e-07 | 3.9255e-07 | 3.0097e-07 | 5.3118e-07 | 4.0726e-07 | 5.904e-07 | 3.9255e-07 | 5.3118e-07 | 3.4161e-07 | 2.6192e-07 | 3.4161e-07 | 5.904e-05 | 3.9255e-05 | 5.3118e-05 | -1.0178e-15 | 5.904e-05
34 | -1.4537e-16 | -1.3461e-07 | -5.8339e-16 | -5.9509e-08 | -1.0896e-07 | 2.0686e-15 | 5.8922e-08 | 7.3064e-16 | 2.6048e-08 | 7.9074e-16 | 4.7695e-08 | 1.9232e-15 | -7.5691e-08 | 1.4724e-16 | -3.3461e-08 | 1.3684e-15 | -6.1268e-08 | 4.5267e-07 | 1.9814e-07 | 3.0097e-07 | 1.3174e-07 | 4.0726e-07 | 1.7827e-07 | 4.5267e-07 | 3.0097e-07 | 4.0726e-07 | 2.6192e-07 | 1.1465e-07 | 2.6192e-07 | 4.5267e-05 | 3.0097e-05 | 4.0726e-05 | 5.7768e-16 | 4.5267e-05
35 | -4.6291e-15 | -2.9461e-08 | -1.9375e-15 | -1.3024e-08 | -2.3847e-08 | 3.7415e-15 | 7.3589e-16 | 1.4052e-15 | 3.7951e-16 | 3.021e-15 | 9.8667e-16 | -8.8757e-16 | -2.9461e-08 | -5.3237e-16 | -1.3024e-08 | -7.9368e-16 | -2.3847e-08 | 9.907e-08 | 1.2823e-14 | 6.587e-08 | 7.3614e-15 | 8.9133e-08 | 1.1878e-14 | 9.907e-08 | 6.587e-08 | 8.9133e-08 | 5.7323e-08 | 9.7212e-15 | 5.7323e-08 | 9.907e-06 | 6.587e-06 | 8.9133e-06 | -3.8147e-15 | 9.907e-06
36 | -3.6374e-15 | -2.9461e-08 | -2.5361e-15 | -1.3024e-08 | -2.3847e-08 | 2.7566e-15 | 1.2247e-15 | 2.0104e-15 | 7.7644e-16 | 2.7695e-15 | 1.579e-17 | -8.8088e-16 | -2.9461e-08 | -5.2574e-16 | -1.3024e-08 | -8.0879e-16 | -2.3847e-08 | 9.907e-08 | 1.0143e-14 | 6.587e-08 | 1.09e-14 | 8.9133e-08 | 1.0352e-14 | 9.907e-08 | 6.587e-08 | 8.9133e-08 | 5.7323e-08 | 1.3868e-15 | 5.7323e-08 | 9.907e-06 | 6.587e-06 | 8.9133e-06 | -3.5783e-15 | 9.907e-06
37 | 0.0060136 | 0.0019676 | 0.0070297 | 0.002306 | 0.0016418 | -0.0060131 | -0.0019677 | -0.0070278 | -0.0023055 | -0.0050063 | -0.0016417 | 4.7507e-07 | -8.735e-08 | 1.8974e-06 | 5.4727e-07 | 2.5692e-07 | 1.5896e-07 | 0.02129 | 0.02129 | 0.037524 | 0.037524 | 0.019708 | 0.019708 | 0.02129 | 0.037524 | 0.019708 | 0.012745 | 0.012745 | 0.012745 | 2.129 | 3.7524 | 1.9708 | 0.0050066 | 3.7524
38 | 1.0354e-15 | -8.0603e-08 | 7.553e-16 | -3.5472e-08 | -6.5223e-08 | -8.1946e-16 | 1.7839e-16 | -8.6237e-16 | 2.7596e-16 | -5.546e-16 | 8.8501e-16 | 2.159e-16 | -8.0603e-08 | -1.0707e-16 | -3.5472e-08 | 1.5469e-16 | -6.5223e-08 | 2.7121e-07 | 2.8218e-15 | 1.7992e-07 | 4.5925e-15 | 2.4397e-07 | 3.9067e-15 | 2.7121e-07 | 1.7992e-07 | 2.4397e-07 | 1.5739e-07 | 3.1406e-15 | 1.5739e-07 | 2.7121e-05 | 1.7992e-05 | 2.4397e-05 | 7.0929e-16 | 2.7121e-05
39 | 0.0060131 | 0.0019678 | 0.0070278 | 0.0023055 | 0.0016417 | -0.0060125 | -0.0019679 | -0.0070255 | -0.0023048 | -0.005006 | -0.0016415 | 5.8268e-07 | -1.0713e-07 | 2.3271e-06 | 6.7124e-07 | 3.1511e-07 | 1.9496e-07 | 0.02129 | 0.02129 | 0.037524 | 0.037525 | 0.019708 | 0.019708 | 0.02129 | 0.037525 | 0.019708 | 0.012745 | 0.012745 | 0.012745 | 2.129 | 3.7525 | 1.9708 | 0.0050063 | 3.7525
40 | -1.1044e-15 | -8.3056e-08 | 1.8904e-16 | -3.6537e-08 | -6.721e-08 | 2.0163e-15 | -5.5111e-16 | 2.0846e-16 | -4.9544e-16 | 1.0818e-15 | 3.5108e-16 | 9.1189e-16 | -8.3056e-08 | 3.975e-16 | -3.6537e-08 | 7.3378e-16 | -6.721e-08 | 2.7948e-07 | 7.0337e-15 | 1.8537e-07 | 2.727e-15 | 2.5141e-07 | 4.2546e-15 | 2.7948e-07 | 1.8537e-07 | 2.5141e-07 | 1.6224e-07 | 9.7077e-15 | 1.6224e-07 | 2.7948e-05 | 1.8537e-05 | 2.5141e-05 | -3.4807e-16 | 2.7948e-05
41 | 0.0010003 | 0.00032711 | 0.0020054 | 0.00065651 | 0.0003281 | -0.0010003 | -0.0003272 | -0.0020048 | -0.00065644 | -0.0010012 | -0.00032809 | 2.3676e-08 | -8.6164e-08 | 6.0613e-07 | 6.3504e-08 | 1.2313e-08 | 9.6555e-09 | 0.0035418 | 0.0035418 | 0.010709 | 0.010709 | 0.0039415 | 0.0039415 | 0.0035418 | 0.010709 | 0.0039415 | 0.0059483 | 0.0059483 | 0.0059483 | 0.35418 | 1.0709 | 0.39415 | 0.0010012 | 1.0709
42 | 0.0050122 | 0.0016408 | 0.00502 | 0.0016483 | 0.0013134 | -0.0050116 | -0.0016408 | -0.0050184 | -0.0016478 | -0.0040044 | -0.0013133 | 6.4984e-07 | -4.5969e-08 | 1.646e-06 | 5.282e-07 | 3.4278e-07 | 1.1116e-07 | 0.017748 | 0.017748 | 0.026815 | 0.026815 | 0.015767 | 0.015767 | 0.017748 | 0.026815 | 0.015767 | 0.0073699 | 0.00737 | 0.00737 | 1.7748 | 2.6815 | 1.5767 | 0.0040048 | 2.6815
43 | -2.0776e-10 | -1.4571e-06 | 0.0020048 | 0.0006565 | 0.00032818 | 1.5755e-10 | 1.398e-06 | -0.002004 | -0.00065652 | -0.0010012 | -0.00032813 | -5.0209e-11 | -5.9132e-08 | 8.5466e-07 | -2.4418e-08 | 2.3898e-08 | 5.8491e-08 | 4.9035e-06 | 4.7041e-06 | 0.010709 | 0.010709 | 0.0039416 | 0.0039417 | 4.9035e-06 | 0.010709 | 0.0039417 | 0.0082316 | 0.0082316 | 0.0082316 | 0.00049035 | 1.0709 | 0.39417 | 0.0010012 | 1.0709
44 | 0.0010003 | 0.00032866 | -1.6745e-11 | -5.2196e-08 | -9.6121e-08 | -0.0010001 | -0.00032869 | 2.1168e-11 | 3.3427e-08 | 1.6856e-11 | 6.156e-08 | 1.8526e-07 | -3.4203e-08 | 4.4225e-12 | -1.8769e-08 | -5.3973e-12 | -3.4561e-08 | 0.0035433 | 0.0035434 | 2.6497e-07 | 1.6969e-07 | 3.5959e-07 | 2.3029e-07 | 0.0035434 | 2.6497e-07 | 3.5959e-07 | 0.0035433 | 0.0035434 | 0.0035434 | 0.35434 | 2.6497e-05 | 3.5959e-05 | -2.2254e-11 | 0.35434
45 | 0.0010001 | 0.00032874 | -2.1167e-11 | -1.2644e-08 | -2.329e-08 | -0.00099999 | -0.00032876 | 2.1609e-11 | -2.8228e-11 | 1.6322e-11 | -4.5395e-11 | 1.2508e-07 | -2.3079e-08 | 4.4149e-13 | -1.2672e-08 | -5.3523e-13 | -2.3335e-08 | 0.0035434 | 0.0035435 | 6.4186e-08 | 1.8046e-10 | 8.7124e-08 | 1.8046e-10 | 0.0035435 | 6.4186e-08 | 8.7124e-08 | 0.0035434 | 0.0035435 | 0.0035435 | 0.35435 | 6.4186e-06 | 8.7124e-06 | -1.6857e-11 | 0.35435
46 | 7.6743e-16 | -4.7274e-08 | 2.8755e-16 | -2.0783e-08 | -3.827e-08 | -6.792e-16 | 1.5772e-15 | -2.7406e-16 | 9.7733e-16 | -1.4673e-16 | 1.271e-15 | 8.8235e-17 | -4.7274e-08 | 1.3496e-17 | -2.0783e-08 | 1.5921e-17 | -3.827e-08 | 1.5912e-07 | 5.78e-15 | 1.055e-07 | 5.1527e-15 | 1.4317e-07 | 4.7864e-15 | 1.5912e-07 | 1.055e-07 | 1.4317e-07 | 9.2416e-08 | 1.5504e-15 | 9.2416e-08 | 1.5912e-05 | 1.055e-05 | 1.4317e-05 | 1.6265e-16 | 1.5912e-05
47 | -1.5751e-10 | -1.3272e-06 | 0.002004 | 0.00065655 | 0.00032818 | 1.2875e-10 | 1.2903e-06 | -0.0020034 | -0.00065657 | -0.0010012 | -0.00032815 | -2.8766e-11 | -3.696e-08 | 5.3403e-07 | -1.5237e-08 | 1.4928e-08 | 3.6548e-08 | 4.4661e-06 | 4.3415e-06 | 0.010709 | 0.010709 | 0.0039418 | 0.0039418 | 4.4661e-06 | 0.010709 | 0.0039418 | 0.0082316 | 0.0082315 | 0.0082316 | 0.00044661 | 1.0709 | 0.39418 | 0.0010012 | 1.0709
48 | 1.4664e-15 | -7.0751e-08 | 8.1621e-16 | -3.1062e-08 | -5.7236e-08 | -1.1818e-15 | -1.5101e-16 | -8.3603e-16 | -4.437e-17 | -1.0453e-15 | 3.8213e-16 | 2.8454e-16 | -7.0751e-08 | -1.9815e-17 | -3.1062e-08 | 2.6461e-17 | -5.7236e-08 | 2.3808e-07 | 4.0092e-15 | 1.5775e-07 | 4.2517e-15 | 2.1413e-07 | 4.1637e-15 | 2.3808e-07 | 1.5775e-07 | 2.1413e-07 | 1.3839e-07 | 7.1472e-16 | 1.3839e-07 | 2.3808e-05 | 1.5775e-05 | 2.1413e-05 | 1.0717e-15 | 2.3808e-05
49 | -5.6638e-11 | -8.753e-08 | 0.0010008 | 0.00032861 | -7.0778e-08 | 5.0495e-11 | -7.8305e-11 | -0.00099991 | -0.00032861 | 1.9563e-11 | -8.1475e-11 | -6.1425e-12 | -8.7608e-08 | 8.6621e-07 | 1.352e-09 | 7.455e-12 | -7.0859e-08 | 2.9452e-07 | 3.1346e-10 | 0.0053507 | 0.0053508 | 2.6481e-07 | 3.1346e-10 | 2.9452e-07 | 0.0053508 | 2.6481e-07 | 0.0053507 | 0.0053508 | 0.0053508 | 2.9452e-05 | 0.53508 | 2.6481e-05 | -1.2108e-11 | 0.53508
50 | -7.2079e-11 | -1.2027e-06 | 0.0010026 | 0.00032795 | 0.00032822 | 8.914e-11 | 9.9383e-07 | -0.001002 | -0.00032813 | -0.0010009 | -0.00032818 | 1.7061e-11 | -2.0889e-07 | 6.6402e-07 | -1.7539e-07 | 2.7069e-07 | 4.2194e-08 | 4.0469e-06 | 3.3436e-06 | 0.0053587 | 0.0053588 | 0.0039419 | 0.0039421 | 4.0469e-06 | 0.0053588 | 0.0039421 | 0.0036046 | 0.0036044 | 0.0036046 | 0.00040469 | 0.53588 | 0.39421 | 0.0010012 | 0.53588
51 | 0.0050116 | 0.0016409 | 0.0050184 | 0.0016478 | 0.0013134 | -0.0050109 | -0.001641 | -0.0050167 | -0.0016473 | -0.0040041 | -0.0013133 | 6.5604e-07 | -4.6398e-08 | 1.6616e-06 | 5.3325e-07 | 3.4604e-07 | 1.1221e-07 | 0.017748 | 0.017748 | 0.026815 | 0.026815 | 0.015767 | 0.015767 | 0.017748 | 0.026815 | 0.015767 | 0.0073701 | 0.0073702 | 0.0073702 | 1.7748 | 2.6815 | 1.5767 | 0.0040044 | 2.6815
52 | 4.1631e-16 | -1.1778e-07 | -4.3238e-16 | -5.1767e-08 | -9.5319e-08 | 7.2749e-16 | 4.8015e-16 | 5.7483e-16 | 4.1936e-16 | 9.1564e-16 | 1.5568e-16 | 1.1438e-15 | -1.1778e-07 | 1.4245e-16 | -5.1767e-08 | 7.8283e-16 | -9.5319e-08 | 3.9642e-07 | 2.9337e-15 | 2.6281e-07 | 3.6123e-15 | 3.5662e-07 | 3.4748e-15 | 3.9642e-07 | 2.6281e-07 | 3.5662e-07 | 2.3026e-07 | 1.0764e-15 | 2.3026e-07 | 3.9642e-05 | 2.6281e-05 | 3.5662e-05 | -1.3281e-16 | 3.9642e-05
53 | 0.0050109 | 0.0016411 | 0.0050167 | 0.0016474 | 0.00098472 | -0.0050085 | -0.0016416 | -0.0050104 | -0.0016451 | -0.003003 | -0.00098455 | 2.4075e-06 | -4.952e-07 | 6.3026e-06 | 2.2496e-06 | 3.6644e-07 | 1.7909e-07 | 0.017748 | 0.017749 | 0.026816 | 0.026816 | 0.011826 | 0.011826 | 0.017749 | 0.026816 | 0.011826 | 0.011302 | 0.011303 | 0.011303 | 1.7749 | 2.6816 | 1.1826 | 0.0030034 | 2.6816
54 | -3.2783e-11 | -1.4451e-07 | -3.5258e-11 | -6.3489e-08 | 0.00032859 | 4.516e-11 | 8.5281e-08 | 3.188e-11 | 3.7472e-08 | -0.0010004 | -0.00032862 | 1.2377e-11 | -5.923e-08 | -3.3779e-12 | -2.6017e-08 | 3.1795e-07 | -3.333e-08 | 4.8643e-07 | 2.8706e-07 | 3.2242e-07 | 1.9027e-07 | 0.0039409 | 0.003941 | 4.8643e-07 | 3.2242e-07 | 0.003941 | 0.0039413 | 0.0039412 | 0.0039413 | 4.8643e-05 | 3.2242e-05 | 0.3941 | 0.0010007 | 0.3941
55 | -1.3883e-17 | -3.0964e-08 | -3.7665e-16 | -1.3607e-08 | -2.5045e-08 | 1.6748e-16 | 1.1079e-15 | 4.5888e-16 | 7.6784e-16 | 6.0954e-16 | 5.0244e-16 | 1.5359e-16 | -3.0964e-08 | 8.2225e-17 | -1.3607e-08 | -1.3259e-17 | -2.5045e-08 | 1.0423e-07 | 3.7716e-15 | 6.9094e-08 | 4.542e-15 | 9.3738e-08 | 2.9565e-15 | 1.0423e-07 | 6.9094e-08 | 9.3738e-08 | 6.0525e-08 | 2.7735e-15 | 6.0525e-08 | 1.0423e-05 | 6.9094e-06 | 9.3738e-06 | -6.228e-16 | 1.0423e-05
56 | -4.5145e-11 | -5.4317e-08 | -3.1871e-11 | -2.3865e-08 | 0.00032865 | 4.7827e-11 | -3.0175e-11 | 3.1141e-11 | -2.088e-11 | -0.0010001 | -0.00032868 | 2.6813e-12 | -5.4347e-08 | -7.2941e-13 | -2.3885e-08 | 2.9175e-07 | -3.0555e-08 | 1.8284e-07 | 1.9036e-10 | 1.2118e-07 | 1.9035e-10 | 0.003941 | 0.003941 | 1.8284e-07 | 1.2118e-07 | 0.003941 | 0.0039411 | 0.003941 | 0.0039411 | 1.8284e-05 | 1.2118e-05 | 0.3941 | 0.0010004 | 0.3941
57 | -6.1229e-11 | -5.7951e-08 | 0.0010005 | 0.00032861 | -4.6906e-08 | 5.8533e-11 | -7.735e-11 | -0.00099991 | -0.00032861 | 2.6688e-11 | -8.3104e-11 | -2.6965e-12 | -5.8029e-08 | 5.7553e-07 | 9.8453e-10 | 3.2808e-12 | -4.6989e-08 | 1.9515e-07 | 3.2661e-10 | 0.0053547 | 0.0053548 | 1.7553e-07 | 3.266e-10 | 1.9515e-07 | 0.0053548 | 1.7553e-07 | 0.0053548 | 0.0053548 | 0.0053548 | 1.9515e-05 | 0.53548 | 1.7553e-05 | -2.3407e-11 | 0.53548
58 | 0.0050085 | 0.0016417 | 0.0040099 | 0.0013165 | 0.00098459 | -0.0050082 | -0.0016417 | -0.0040095 | -0.0013163 | -0.003003 | -0.00098459 | 2.9504e-07 | -1.1582e-08 | 4.0893e-07 | 1.7425e-07 | 6.6258e-08 | -2.624e-09 | 0.017749 | 0.017749 | 0.021461 | 0.021461 | 0.011826 | 0.011826 | 0.017749 | 0.021461 | 0.011826 | 0.0079122 | 0.0079122 | 0.0079122 | 1.7749 | 2.1461 | 1.1826 | 0.003003 | 2.1461
59 | -8.9102e-11 | -9.0209e-07 | 0.001002 | 0.00032817 | 0.00032825 | 9.3923e-11 | 8.2678e-07 | -0.0010017 | -0.00032823 | -0.0010008 | -0.00032823 | 4.8216e-12 | -7.5312e-08 | 2.3934e-07 | -6.3173e-08 | 9.7556e-08 | 1.5232e-08 | 3.0349e-06 | 2.7814e-06 | 0.0053589 | 0.005359 | 0.0039422 | 0.0039422 | 3.0349e-06 | 0.005359 | 0.0039422 | 0.0036043 | 0.0036042 | 0.0036043 | 0.00030349 | 0.5359 | 0.39422 | 0.0010009 | 0.5359
60 | 2.1832e-16 | -9.1741e-08 | -1.549e-16 | -4.0196e-08 | -7.4137e-08 | 5.3812e-16 | -2.2606e-16 | 3.0295e-16 | -1.6009e-16 | 3.83e-16 | -3.1146e-16 | 7.5644e-16 | -9.1741e-08 | 1.4805e-16 | -4.0196e-08 | 4.824e-16 | -7.4137e-08 | 3.0865e-07 | 1.9637e-15 | 2.043e-07 | 1.7415e-15 | 2.7746e-07 | 1.8475e-15 | 3.0865e-07 | 2.043e-07 | 2.7746e-07 | 1.7961e-07 | 3.5736e-16 | 1.7961e-07 | 3.0865e-05 | 2.043e-05 | 2.7746e-05 | 9.9406e-17 | 3.0865e-05
61 | -1.847e-15 | -1.2493e-07 | -1.871e-15 | -5.4711e-08 | -1.0093e-07 | 3.7359e-15 | 6.7879e-08 | 2.2987e-15 | 2.9726e-08 | 3.2175e-15 | 5.4836e-08 | 1.8889e-15 | -5.7054e-08 | 4.2768e-16 | -2.4985e-08 | 1.4053e-15 | -4.6091e-08 | 4.203e-07 | 2.2836e-07 | 2.7813e-07 | 1.5112e-07 | 3.7776e-07 | 2.0525e-07 | 4.203e-07 | 2.7813e-07 | 3.7776e-07 | 2.4465e-07 | 1.3292e-07 | 2.4465e-07 | 4.203e-05 | 2.7813e-05 | 3.7776e-05 | -1.8122e-15 | 4.203e-05
62 | -9.3909e-11 | -7.0185e-07 | 0.0010017 | 0.00032829 | 0.00032834 | 9.8232e-11 | 6.1273e-07 | -0.0010015 | -0.00032836 | -0.0010007 | -0.00032832 | 4.3226e-12 | -8.9118e-08 | 2.8316e-07 | -7.47e-08 | 1.154e-07 | 1.8037e-08 | 2.3611e-06 | 2.0612e-06 | 0.005359 | 0.0053591 | 0.0039423 | 0.0039424 | 2.3611e-06 | 0.0053591 | 0.0039424 | 0.003604 | 0.0036039 | 0.003604 | 0.00023611 | 0.53591 | 0.39424 | 0.0010008 | 0.53591
63 | -2.143e-15 | -3.7077e-08 | -1.0779e-15 | -1.6237e-08 | -2.9953e-08 | 2.2192e-15 | 1.3701e-15 | 1.0191e-15 | 9.0165e-16 | 2.1966e-15 | 1.1532e-15 | 7.6229e-17 | -3.7077e-08 | -5.8802e-17 | -1.6237e-08 | 2.8958e-17 | -2.9953e-08 | 1.2473e-07 | 8.774e-15 | 8.2544e-08 | 6.9174e-15 | 1.1211e-07 | 9.2857e-15 | 1.2473e-07 | 8.2544e-08 | 1.1211e-07 | 7.2607e-08 | 4.2176e-15 | 7.2607e-08 | 1.2473e-05 | 8.2544e-06 | 1.1211e-05 | -2.1676e-15 | 1.2473e-05
64 | -2.0516e-15 | -3.0802e-08 | -1.4533e-15 | -1.3489e-08 | -2.4883e-08 | 2.0243e-15 | -8.5479e-16 | 1.3243e-15 | -6.0329e-16 | 1.4649e-15 | -1.3269e-15 | -2.724e-17 | -3.0802e-08 | -1.2904e-16 | -1.3489e-08 | -3.3463e-16 | -2.4883e-08 | 1.0362e-07 | 7.3924e-15 | 6.8573e-08 | 7.3978e-15 | 9.3136e-08 | 7.3978e-15 | 1.0362e-07 | 6.8573e-08 | 9.3136e-08 | 6.0317e-08 | 3.2526e-30 | 6.0317e-08 | 1.0362e-05 | 6.8573e-06 | 9.3136e-06 | -1.7995e-15 | 1.0362e-05
65 | 5.4623e-15 | -1.3154e-07 | 3.1652e-15 | -5.7569e-08 | -1.0622e-07 | -3.351e-15 | 7.2361e-08 | -2.7996e-15 | 3.1669e-08 | -2.9975e-15 | 5.8434e-08 | 2.1113e-15 | -5.9179e-08 | 3.6561e-16 | -2.59e-08 | 1.267e-15 | -4.779e-08 | 4.425e-07 | 2.4342e-07 | 2.9274e-07 | 1.6104e-07 | 3.9764e-07 | 2.1874e-07 | 4.425e-07 | 2.9274e-07 | 3.9764e-07 | 2.5765e-07 | 1.4174e-07 | 2.5765e-07 | 4.425e-05 | 2.9274e-05 | 3.9764e-05 | 4.2645e-15 | 4.425e-05
66 | -9.821e-11 | -4.8119e-07 | 0.0010015 | 0.00032842 | 0.00032842 | 1.0057e-10 | 4.0931e-07 | -0.0010012 | -0.00032848 | -0.0010006 | -0.00032841 | 2.3553e-12 | -7.1881e-08 | 2.2836e-07 | -6.021e-08 | 9.3057e-08 | 1.4558e-08 | 1.6187e-06 | 1.3768e-06 | 0.0053592 | 0.0053592 | 0.0039426 | 0.0039426 | 1.6187e-06 | 0.0053592 | 0.0039426 | 0.0036037 | 0.0036036 | 0.0036037 | 0.00016187 | 0.53592 | 0.39426 | 0.0010007 | 0.53592
67 | -8.8885e-16 | -3.6953e-08 | 6.9611e-17 | -1.6173e-08 | -2.9841e-08 | 9.0727e-16 | 7.356e-16 | -3.2541e-18 | 4.7945e-16 | 8.0842e-16 | 1.2196e-15 | 1.8419e-17 | -3.6953e-08 | 6.6357e-17 | -1.6173e-08 | 2.0756e-17 | -2.9841e-08 | 1.2431e-07 | 3.9291e-15 | 8.2237e-08 | 2.438e-15 | 1.1171e-07 | 5.4773e-15 | 1.2431e-07 | 8.2237e-08 | 1.1171e-07 | 7.2382e-08 | 5.5713e-15 | 7.2382e-08 | 1.2431e-05 | 8.2237e-06 | 1.1171e-05 | -7.8767e-16 | 1.2431e-05
68 | 9.3727e-17 | -3.5407e-08 | 5.1292e-17 | -1.5496e-08 | -2.8593e-08 | -7.6708e-18 | -1.5406e-17 | -6.5363e-18 | 8.5397e-18 | 1.6006e-17 | -2.9661e-18 | 8.6056e-17 | -3.5407e-08 | 4.4756e-17 | -1.5496e-08 | -1.1996e-16 | -2.8593e-08 | 1.1911e-07 | 5.7894e-17 | 7.8798e-08 | 5.4684e-17 | 1.0704e-07 | 6.0936e-17 | 1.1911e-07 | 7.8798e-08 | 1.0704e-07 | 6.9354e-08 | 1.7334e-16 | 6.9354e-08 | 1.1911e-05 | 7.8798e-06 | 1.0704e-05 | -1.3597e-16 | 1.1911e-05
69 | -1.0056e-10 | -2.7001e-07 | 0.0010012 | 0.00032854 | 0.00032852 | 1.013e-10 | 2.2948e-07 | -0.0010011 | -0.00032857 | -0.0010005 | -0.00032851 | 7.4367e-13 | -4.0535e-08 | 1.2876e-07 | -3.3934e-08 | 5.2463e-08 | 8.2134e-09 | 9.0827e-07 | 7.719e-07 | 0.0053593 | 0.0053594 | 0.0039428 | 0.0039428 | 9.0827e-07 | 0.0053594 | 0.0039428 | 0.0036035 | 0.0036034 | 0.0036035 | 9.0827e-05 | 0.53594 | 0.39428 | 0.0010006 | 0.53594
70 | 1.7615e-15 | -1.3929e-07 | 6.7638e-16 | -6.0933e-08 | -1.1245e-07 | 8.3036e-17 | 6.3145e-08 | -6.3968e-16 | 2.7622e-08 | -1.2409e-15 | 5.0976e-08 | 1.8446e-15 | -7.6149e-08 | 3.6693e-17 | -3.3311e-08 | 1.3211e-15 | -6.1475e-08 | 4.6856e-07 | 2.1241e-07 | 3.099e-07 | 1.4048e-07 | 4.21e-07 | 1.9085e-07 | 4.6856e-07 | 3.099e-07 | 4.21e-07 | 2.729e-07 | 1.2371e-07 | 2.729e-07 | 4.6856e-05 | 3.099e-05 | 4.21e-05 | 2.562e-15 | 4.6856e-05
71 | 6.5161e-15 | -2.9689e-08 | 4.0484e-15 | -1.2987e-08 | -2.3968e-08 | -4.7044e-15 | -5.1409e-15 | -3.04e-15 | -3.3331e-15 | -5.5037e-15 | -3.1746e-15 | 1.8117e-15 | -2.9689e-08 | 1.0084e-15 | -1.2987e-08 | 1.1531e-15 | -2.3968e-08 | 9.9868e-08 | 2.3441e-14 | 6.6052e-08 | 2.2944e-14 | 8.9731e-08 | 2.3787e-14 | 9.9868e-08 | 6.6052e-08 | 8.9731e-08 | 5.8165e-08 | 1.4294e-15 | 5.8165e-08 | 9.9868e-06 | 6.6052e-06 | 8.9731e-06 | 6.6568e-15 | 9.9868e-06
72 | 1.4157e-15 | -3.3456e-08 | 1.721e-15 | -1.4635e-08 | -2.7009e-08 | -2.0894e-15 | -3.8911e-15 | -2.2358e-15 | -2.6099e-15 | -3.2562e-15 | -1.6604e-15 | -6.7376e-16 | -3.3456e-08 | -5.1478e-16 | -1.4635e-08 | -6.1208e-16 | -2.7009e-08 | 1.1254e-07 | 1.4857e-14 | 7.4432e-08 | 1.7478e-14 | 1.0112e-07 | 1.3684e-14 | 1.1254e-07 | 7.4432e-08 | 1.0112e-07 | 6.5545e-08 | 6.9338e-15 | 6.5545e-08 | 1.1254e-05 | 7.4432e-06 | 1.0112e-05 | 2.6441e-15 | 1.1254e-05
73 | -4.2269e-11 | -8.3542e-08 | -3.3075e-11 | -3.6528e-08 | 0.00032863 | 4.8604e-11 | -4.3613e-11 | 3.136e-11 | -2.9705e-11 | -0.0010001 | -0.00032868 | 6.3353e-12 | -8.3586e-08 | -1.7152e-12 | -3.6558e-08 | 4.4853e-07 | -4.6849e-08 | 2.8101e-07 | 2.1966e-10 | 1.858e-07 | 2.1966e-10 | 0.0039429 | 0.003943 | 2.8101e-07 | 1.858e-07 | 0.003943 | 0.0039431 | 0.003943 | 0.0039431 | 2.8101e-05 | 1.858e-05 | 0.3943 | 0.0010005 | 0.3943
74 | -5.9027e-11 | -1.4594e-07 | 0.0010011 | 0.00032861 | -1.1777e-07 | 5.4558e-11 | 8.906e-08 | -0.0010009 | -0.00032861 | 4.3057e-12 | 7.1864e-08 | -4.469e-12 | -5.6876e-08 | 2.2997e-07 | -1.2428e-09 | 5.249e-12 | -4.5908e-08 | 4.9089e-07 | 2.9956e-07 | 0.0053594 | 0.0053595 | 4.4094e-07 | 2.6905e-07 | 4.9089e-07 | 0.0053595 | 4.4094e-07 | 0.0053595 | 0.0053595 | 0.0053595 | 4.9089e-05 | 0.53595 | 4.4094e-05 | 9.4326e-13 | 0.53595
75 | -5.4547e-11 | -8.906e-08 | 0.0010009 | 0.00032861 | -7.1864e-08 | 4.7586e-11 | -9.2853e-11 | -0.00099991 | -0.00032861 | 1.2721e-11 | -9.2865e-11 | -6.9609e-12 | -8.9153e-08 | 9.6594e-07 | 2.4718e-10 | 8.4256e-12 | -7.1957e-08 | 2.9956e-07 | 3.5088e-10 | 0.0053595 | 0.0053595 | 2.6905e-07 | 3.5088e-10 | 2.9956e-07 | 0.0053595 | 2.6905e-07 | 0.0053595 | 0.0053595 | 0.0053595 | 2.9956e-05 | 0.53595 | 2.6905e-05 | -4.2952e-12 | 0.53595
76 | 0.0050082 | 0.0016418 | 0.0040095 | 0.0013164 | 0.00098467 | -0.0050077 | -0.0016418 | -0.0040089 | -0.0013161 | -0.0030029 | -0.00098467 | 4.7967e-07 | -1.8826e-08 | 6.6483e-07 | 2.833e-07 | 1.0772e-07 | -4.2678e-09 | 0.017749 | 0.017749 | 0.021461 | 0.021461 | 0.011826 | 0.011827 | 0.017749 | 0.021461 | 0.011827 | 0.0079124 | 0.0079124 | 0.0079124 | 1.7749 | 2.1461 | 1.1827 | 0.003003 | 2.1461
77 | 2.1333e-15 | -8.7068e-08 | -5.8637e-16 | -3.8181e-08 | -7.0509e-08 | -1.2789e-15 | 1.0204e-15 | 9.5527e-16 | 9.9983e-16 | 1.2868e-16 | -1.0491e-15 | 8.5433e-16 | -8.7068e-08 | 3.6889e-16 | -3.8181e-08 | 6.7657e-16 | -7.0509e-08 | 2.9321e-07 | 5.5099e-15 | 1.9417e-07 | 7.0323e-15 | 2.6386e-07 | 3.9555e-15 | 2.9321e-07 | 1.9417e-07 | 2.6386e-07 | 1.7059e-07 | 1.5987e-14 | 1.7059e-07 | 2.9321e-05 | 1.9417e-05 | 2.6386e-05 | 5.4789e-16 | 2.9321e-05
78 | 9.1254e-16 | -7.7575e-08 | -3.5203e-16 | -3.4012e-08 | -6.2828e-08 | -5.9303e-16 | 3.3636e-16 | 3.2605e-16 | 2.6072e-16 | -1.2615e-16 | -6.6521e-16 | 3.1951e-16 | -7.7575e-08 | -2.5976e-17 | -3.4012e-08 | 1.726e-16 | -6.2828e-08 | 2.6126e-07 | 2.2962e-15 | 1.73e-07 | 2.1234e-15 | 2.3512e-07 | 2.5338e-15 | 2.6126e-07 | 1.73e-07 | 2.3512e-07 | 1.5203e-07 | 6.9343e-15 | 1.5203e-07 | 2.6126e-05 | 1.73e-05 | 2.3512e-05 | 2.9874e-16 | 2.6126e-05
79 | 0.0050077 | 0.0016419 | 0.0040089 | 0.0013161 | 0.00098473 | -0.0050068 | -0.0016419 | -0.0040076 | -0.0013156 | -0.0030027 | -0.00098474 | 9.1315e-07 | -3.5826e-08 | 1.2656e-06 | 5.3932e-07 | 2.0507e-07 | -8.1261e-09 | 0.017749 | 0.017749 | 0.021461 | 0.021461 | 0.011827 | 0.011827 | 0.017749 | 0.021461 | 0.011827 | 0.0079126 | 0.0079127 | 0.0079127 | 1.7749 | 2.1461 | 1.1827 | 0.0030029 | 2.1461
80 | 0.0050068 | 0.001642 | 0.0030069 | 0.00098697 | 0.0009848 | -0.0050065 | -0.0016419 | -0.0030068 | -0.00098687 | -0.0030026 | -0.00098483 | 2.9558e-07 | 2.9573e-08 | 1.7577e-07 | 1.0115e-07 | 8.4285e-08 | -2.3231e-08 | 0.017749 | 0.017749 | 0.016102 | 0.016102 | 0.011827 | 0.011827 | 0.017749 | 0.016102 | 0.011827 | 0.0074048 | 0.0074048 | 0.0074048 | 1.7749 | 1.6102 | 1.1827 | 0.0030027 | 1.7749
81 | -6.6596e-11 | -7.6169e-08 | 0.0010007 | 0.00032861 | -6.1679e-08 | 6.1929e-11 | -8.166e-11 | -0.00099991 | -0.00032861 | 2.8282e-11 | -8.7793e-11 | -4.6672e-12 | -7.625e-08 | 7.5786e-07 | 1.3917e-09 | 5.6786e-12 | -6.1766e-08 | 2.5657e-07 | 3.4517e-10 | 0.0053589 | 0.0053589 | 2.3084e-07 | 3.4516e-10 | 2.5657e-07 | 0.0053589 | 2.3084e-07 | 0.0053589 | 0.0053589 | 0.0053589 | 2.5657e-05 | 0.53589 | 2.3084e-05 | -2.2603e-11 | 0.53589
82 | 0.0030047 | 0.00098455 | 0.0030068 | 0.00098696 | 0.00098499 | -0.0030044 | -0.00098456 | -0.003006 | -0.00098677 | -0.0030022 | -0.00098493 | 2.999e-07 | -1.2587e-08 | 7.3391e-07 | 1.9059e-07 | 3.2637e-07 | 6.2564e-08 | 0.010651 | 0.010651 | 0.016102 | 0.016102 | 0.011827 | 0.011827 | 0.010651 | 0.016102 | 0.011827 | 0.002083 | 0.0020831 | 0.0020831 | 1.0651 | 1.6102 | 1.1827 | 0.0030026 | 1.6102
83 | 0.0020018 | 0.0006574 | -2.5113e-11 | -9.1161e-08 | -1.6851e-07 | -0.0020003 | -0.00065741 | 5.4868e-11 | 5.4301e-08 | 5.1446e-11 | 1.0039e-07 | 1.4667e-06 | -1.6734e-08 | 2.9754e-11 | -3.6859e-08 | -3.6401e-11 | -6.8125e-08 | 0.0070977 | 0.0070978 | 4.6385e-07 | 2.7627e-07 | 6.3069e-07 | 3.7567e-07 | 0.0070978 | 4.6385e-07 | 6.3069e-07 | 0.0070976 | 0.0070978 | 0.0070978 | 0.70978 | 4.6385e-05 | 6.3069e-05 | -8.7846e-11 | 0.70978
84 | 0.0010002 | 0.00032872 | -2.7355e-11 | -2.3698e-08 | -4.3812e-08 | -0.00099999 | -0.00032876 | 2.8914e-11 | -3.1539e-11 | 2.4492e-11 | -5.2767e-11 | 2.3602e-07 | -4.321e-08 | 1.5584e-12 | -2.373e-08 | -1.9054e-12 | -4.3865e-08 | 0.0035491 | 0.0035492 | 1.2057e-07 | 2.1768e-10 | 1.6395e-07 | 2.1768e-10 | 0.0035492 | 1.2057e-07 | 1.6395e-07 | 0.0035491 | 0.0035492 | 0.0035492 | 0.35492 | 1.2057e-05 | 1.6395e-05 | -2.6398e-11 | 0.35492
85 | 0.0010001 | 0.0003287 | -2.7498e-11 | -3.0603e-08 | -5.6576e-08 | -0.0010001 | -0.00032871 | 2.8356e-11 | 2.504e-08 | 2.3976e-11 | 4.6294e-08 | 5.5318e-08 | -1.0133e-08 | 8.58e-13 | -5.5628e-09 | -1.0511e-12 | -1.0283e-08 | 0.0035487 | 0.0035487 | 1.557e-07 | 1.274e-07 | 2.1172e-07 | 1.7323e-07 | 0.0035487 | 1.557e-07 | 2.1172e-07 | 0.0035487 | 0.0035487 | 0.0035487 | 0.35487 | 1.557e-05 | 2.1172e-05 | -2.5027e-11 | 0.35487
86 | 0.0010001 | 0.00032875 | -2.8359e-11 | -6.8133e-09 | -1.26e-08 | -0.00099999 | -0.00032876 | 2.8489e-11 | -3.1808e-11 | 2.3827e-11 | -5.2942e-11 | 6.807e-08 | -1.2465e-08 | 1.3032e-13 | -6.8451e-09 | -1.5586e-13 | -1.2653e-08 | 0.0035488 | 0.0035488 | 3.4665e-08 | 2.1725e-10 | 4.7152e-08 | 2.1725e-10 | 0.0035488 | 3.4665e-08 | 4.7152e-08 | 0.0035488 | 0.0035488 | 0.0035488 | 0.35488 | 3.4665e-06 | 4.7152e-06 | -2.3983e-11 | 0.35488
87 | 1.2196e-15 | -4.1517e-08 | 6.6484e-18 | -1.8227e-08 | -3.3693e-08 | -5.917e-16 | 3.6343e-16 | 3.9028e-16 | 2.1557e-16 | -1.9957e-16 | -6.0383e-16 | 6.2789e-16 | -4.1517e-08 | 3.9693e-16 | -1.8227e-08 | 3.807e-16 | -3.3693e-08 | 1.3996e-07 | 2.3409e-15 | 9.2735e-08 | 2.2684e-15 | 1.2608e-07 | 2.3798e-15 | 1.3996e-07 | 9.2735e-08 | 1.2608e-07 | 8.1398e-08 | 6.9877e-15 | 8.1398e-08 | 1.3996e-05 | 9.2735e-06 | 1.2608e-05 | 5.8026e-16 | 1.3996e-05
88 | -9.5278e-11 | -1.2149e-07 | -7.9453e-11 | -5.323e-08 | 0.00065732 | 1.1155e-10 | 7.6405e-08 | 7.5027e-11 | 3.3479e-08 | -0.0020006 | -0.00065731 | 1.6274e-11 | -4.5088e-08 | -4.4266e-12 | -1.975e-08 | 9.7072e-07 | 8.052e-09 | 4.0931e-07 | 2.5741e-07 | 2.7091e-07 | 1.7036e-07 | 0.0078856 | 0.0078857 | 4.0931e-07 | 2.7091e-07 | 0.0078857 | 0.0078859 | 0.0078859 | 0.0078859 | 4.0931e-05 | 2.7091e-05 | 0.78857 | 0.0020016 | 0.78857
89 | 0.0030044 | 0.00098468 | 0.003006 | 0.00098683 | 0.00032761 | -0.003004 | -0.00098485 | -0.003005 | -0.00098645 | -0.0010007 | -0.00032764 | 3.5943e-07 | -1.7213e-07 | 9.809e-07 | 3.7471e-07 | -3.051e-08 | -3.3153e-08 | 0.010652 | 0.010652 | 0.016103 | 0.016103 | 0.0039413 | 0.0039414 | 0.010652 | 0.016103 | 0.0039414 | 0.0099415 | 0.0099416 | 0.0099416 | 1.0652 | 1.6103 | 0.39414 | 0.0010007 | 1.6103
90 | -5.6004e-11 | -3.571e-08 | -3.7502e-11 | -1.5647e-08 | 0.00032866 | 5.7168e-11 | -3.494e-11 | 3.7188e-11 | -2.4194e-11 | -0.0010001 | -0.00032868 | 1.1639e-12 | -3.5745e-08 | -3.1316e-13 | -1.5671e-08 | 1.924e-07 | -2.0094e-08 | 1.2031e-07 | 2.2573e-10 | 7.9617e-08 | 2.2573e-10 | 0.0039428 | 0.0039428 | 1.2031e-07 | 7.9617e-08 | 0.0039428 | 0.0039429 | 0.0039428 | 0.0039429 | 1.2031e-05 | 7.9617e-06 | 0.39428 | 0.0010003 | 0.39428
91 | -5.5519e-11 | -4.0695e-08 | -3.7507e-11 | -1.7833e-08 | 0.00032865 | 5.7029e-11 | -3.4802e-11 | 3.7098e-11 | -2.41e-11 | -0.0010001 | -0.00032868 | 1.5099e-12 | -4.073e-08 | -4.083e-13 | -1.7857e-08 | 2.1925e-07 | -2.2895e-08 | 1.371e-07 | 2.2509e-10 | 9.0738e-08 | 2.2508e-10 | 0.0039429 | 0.0039429 | 1.371e-07 | 9.0738e-08 | 0.0039429 | 0.003943 | 0.0039429 | 0.003943 | 1.371e-05 | 9.0738e-06 | 0.39429 | 0.0010003 | 0.39429
92 | -7.0554e-11 | -8.2803e-08 | 0.0010007 | 0.00032861 | -6.707e-08 | 6.503e-11 | -8.561e-11 | -0.00099991 | -0.00032861 | 2.9733e-11 | -9.2091e-11 | -5.5236e-12 | -8.2888e-08 | 8.254e-07 | 1.6145e-09 | 6.7212e-12 | -6.7162e-08 | 2.7899e-07 | 3.6217e-10 | 0.0053626 | 0.0053627 | 2.5104e-07 | 3.6218e-10 | 2.7899e-07 | 0.0053627 | 2.5104e-07 | 0.0053627 | 0.0053627 | 0.0053627 | 2.7899e-05 | 0.53627 | 2.5104e-05 | -2.3012e-11 | 0.53627
93 | 0.003004 | 0.00098494 | 0.0020043 | 0.00065784 | 0.00032771 | -0.003004 | -0.00098495 | -0.0020042 | -0.0006578 | -0.0010007 | -0.00032772 | 8.6601e-08 | -1.6239e-08 | 7.8551e-08 | 4.0791e-08 | -4.008e-11 | -1.2535e-08 | 0.010652 | 0.010652 | 0.01074 | 0.01074 | 0.0039415 | 0.0039415 | 0.010652 | 0.01074 | 0.0039415 | 0.0067894 | 0.0067894 | 0.0067894 | 1.0652 | 1.074 | 0.39415 | 0.0010007 | 1.074
94 | 0.003004 | 0.00098495 | 0.0020042 | 0.0006578 | 0.00032772 | -0.0030034 | -0.00098508 | -0.0020037 | -0.00065755 | -0.0010007 | -0.00032779 | 5.9171e-07 | -1.251e-07 | 5.347e-07 | 2.4343e-07 | -6.0479e-11 | -6.4813e-08 | 0.010652 | 0.010652 | 0.01074 | 0.01074 | 0.0039415 | 0.0039415 | 0.010652 | 0.01074 | 0.0039415 | 0.0067894 | 0.0067895 | 0.0067895 | 1.0652 | 1.074 | 0.39415 | 0.0010007 | 1.074
95 | 0.002003 | 0.00065644 | 0.0020037 | 0.00065762 | 0.0003279 | -0.0020026 | -0.00065665 | -0.0020027 | -0.00065734 | -0.0010007 | -0.00032795 | 3.8863e-07 | -2.0457e-07 | 1.0316e-06 | 2.7208e-07 | 1.1208e-08 | -4.7479e-08 | 0.0071032 | 0.0071033 | 0.01074 | 0.01074 | 0.0039416 | 0.0039417 | 0.0071033 | 0.01074 | 0.0039417 | 0.0053178 | 0.0053179 | 0.0053179 | 0.71033 | 1.074 | 0.39417 | 0.0010007 | 1.074
96 | 0.0010004 | 0.00032864 | -2.0495e-11 | -6.2224e-08 | -1.1521e-07 | -0.0010001 | -0.00032869 | 2.8532e-11 | 3.1343e-08 | 2.2948e-11 | 5.8038e-08 | 3.0767e-07 | -5.6391e-08 | 8.0378e-12 | -3.0881e-08 | -9.8427e-12 | -5.7171e-08 | 0.0035485 | 0.0035486 | 3.169e-07 | 1.5962e-07 | 4.3122e-07 | 2.1722e-07 | 0.0035486 | 3.169e-07 | 4.3122e-07 | 0.0035484 | 0.0035485 | 0.0035485 | 0.35486 | 3.169e-05 | 4.3122e-05 | -3.279e-11 | 0.35486
97 | 0.0010001 | 0.00032875 | -2.8537e-11 | -7.8596e-09 | -1.4559e-08 | -0.00099999 | -0.00032876 | 2.8709e-11 | -3.5129e-11 | 2.2741e-11 | -5.739e-11 | 7.8652e-08 | -1.4407e-08 | 1.7186e-13 | -7.8948e-09 | -2.1042e-13 | -1.4617e-08 | 0.0035486 | 0.0035486 | 4.0027e-08 | 2.3104e-10 | 5.4492e-08 | 2.3104e-10 | 0.0035486 | 4.0027e-08 | 5.4492e-08 | 0.0035486 | 0.0035486 | 0.0035486 | 0.35486 | 4.0027e-06 | 5.4492e-06 | -2.2952e-11 | 0.35486
98 | -1.4374e-15 | -5.3599e-08 | -1.1805e-15 | -2.3484e-08 | -4.3478e-08 | 2.0611e-15 | -2.295e-16 | 1.5918e-15 | -2.1237e-16 | 1.7288e-15 | -1.1406e-15 | 6.2371e-16 | -5.3599e-08 | 4.1124e-16 | -2.3484e-08 | 2.6741e-16 | -4.3478e-08 | 1.8068e-07 | 6.9907e-15 | 1.1959e-07 | 8.1782e-15 | 1.6273e-07 | 7.7517e-15 | 1.8068e-07 | 1.1959e-07 | 1.6273e-07 | 1.0522e-07 | 2.1088e-15 | 1.0522e-07 | 1.8068e-05 | 1.1959e-05 | 1.6273e-05 | -1.4614e-15 | 1.8068e-05
99 | -8.0516e-11 | -1.3152e-07 | 0.0010008 | 0.0003286 | -1.0662e-07 | 7.0415e-11 | 6.925e-08 | -0.0010002 | -0.0003286 | 3.078e-11 | 5.6122e-08 | -1.01e-11 | -6.2274e-08 | 6.2181e-07 | 1.2962e-09 | 1.2289e-11 | -5.0496e-08 | 4.433e-07 | 2.3338e-07 | 0.0053676 | 0.0053677 | 3.9908e-07 | 2.1005e-07 | 4.433e-07 | 0.0053677 | 3.9908e-07 | 0.0053677 | 0.0053677 | 0.0053677 | 4.433e-05 | 0.53677 | 3.9908e-05 | -1.8491e-11 | 0.53677
100 | 0.0020026 | 0.00065678 | 0.0010018 | 0.00032875 | 0.00032806 | -0.0020021 | -0.00065683 | -0.0010016 | -0.00032865 | -0.0010006 | -0.00032819 | 5.371e-07 | -5.3801e-08 | 1.9231e-07 | 9.191e-08 | 9.693e-08 | -1.2737e-07 | 0.0071035 | 0.0071036 | 0.0053726 | 0.0053726 | 0.0039419 | 0.0039419 | 0.0071036 | 0.0053726 | 0.0039419 | 0.0036202 | 0.0036204 | 0.0036204 | 0.71036 | 0.53726 | 0.39419 | 0.0010007 | 0.71036
101 | 2.9444e-15 | -3.7496e-08 | 1.5653e-15 | -1.6384e-08 | -3.0402e-08 | -3.6842e-15 | 4.4095e-16 | -2.1097e-15 | 3.1065e-16 | -2.9712e-15 | 1.0264e-15 | -7.3975e-16 | -3.7496e-08 | -5.4436e-16 | -1.6384e-08 | -8.0775e-16 | -3.0402e-08 | 1.2637e-07 | 1.2505e-14 | 8.3529e-08 | 1.0872e-14 | 1.1378e-07 | 1.1765e-14 | 1.2637e-07 | 8.3529e-08 | 1.1378e-07 | 7.3733e-08 | 2.8589e-15 | 7.3733e-08 | 1.2637e-05 | 8.3529e-06 | 1.1378e-05 | 2.1634e-15 | 1.2637e-05
102 | -7.0407e-11 | -3.1753e-08 | 0.0010002 | 0.00032861 | -2.5721e-08 | 6.9598e-11 | -9.1766e-11 | -0.00099991 | -0.00032861 | 3.1764e-11 | -9.872e-11 | -8.0988e-13 | -3.1845e-08 | 3.1787e-07 | 6.8306e-10 | 9.9089e-13 | -2.582e-08 | 1.0701e-07 | 3.8812e-10 | 0.0053677 | 0.0053677 | 9.6266e-08 | 3.8812e-10 | 1.0701e-07 | 0.0053677 | 9.6266e-08 | 0.0053677 | 0.0053677 | 0.0053677 | 1.0701e-05 | 0.53677 | 9.6266e-06 | -3.0773e-11 | 0.53677
103 | -5.2765e-11 | -1.3076e-07 | -4.5813e-11 | -5.7214e-08 | 0.0003286 | 6.3829e-11 | 7.0648e-08 | 4.2799e-11 | 3.0915e-08 | -0.0010003 | -0.00032863 | 1.1064e-11 | -6.011e-08 | -3.0132e-12 | -2.6299e-08 | 3.2393e-07 | -3.3875e-08 | 4.4083e-07 | 2.3818e-07 | 2.916e-07 | 1.5754e-07 | 0.0039424 | 0.0039425 | 4.4083e-07 | 2.916e-07 | 0.0039425 | 0.0039427 | 0.0039426 | 0.0039427 | 4.4083e-05 | 2.916e-05 | 0.39425 | 0.0010006 | 0.39425
104 | 0.0020021 | 0.00065696 | 0.0010016 | 0.00032871 | -4.1049e-07 | -0.0020014 | -0.00065719 | -0.0010013 | -0.00032852 | 8.5076e-11 | 3.2327e-07 | 6.4903e-07 | -2.2843e-07 | 3.1386e-07 | 1.9363e-07 | -1.3737e-11 | -8.7222e-08 | 0.0071037 | 0.0071038 | 0.0053727 | 0.0053728 | 1.5366e-06 | 1.2099e-06 | 0.0071038 | 0.0053728 | 1.5366e-06 | 0.0062653 | 0.0062655 | 0.0062655 | 0.71038 | 0.53728 | 0.00015366 | -9.8812e-11 | 0.71038
105 | -6.3816e-11 | -3.937e-08 | -4.279e-11 | -1.7224e-08 | 0.00032866 | 6.5232e-11 | -3.8726e-11 | 4.2409e-11 | -2.6853e-11 | -0.0010001 | -0.00032868 | 1.4162e-12 | -3.9409e-08 | -3.8177e-13 | -1.7251e-08 | 2.1239e-07 | -2.2191e-08 | 1.3273e-07 | 2.5576e-10 | 8.777e-08 | 2.5576e-10 | 0.0039425 | 0.0039425 | 1.3273e-07 | 8.777e-08 | 0.0039425 | 0.0039426 | 0.0039425 | 0.0039426 | 1.3273e-05 | 8.777e-06 | 0.39425 | 0.0010003 | 0.39425
106 | 1.5807e-15 | -3.1278e-08 | 9.5048e-16 | -1.3691e-08 | -2.5356e-08 | -1.8542e-15 | -1.5758e-15 | -1.2588e-15 | -1.0286e-15 | -2.0723e-15 | -8.0155e-16 | -2.7347e-16 | -3.1278e-08 | -3.0828e-16 | -1.3691e-08 | -2.0503e-16 | -2.5356e-08 | 1.0545e-07 | 8.2036e-15 | 6.9766e-08 | 8.2837e-15 | 9.4944e-08 | 8.3199e-15 | 1.0545e-07 | 6.9766e-08 | 9.4944e-08 | 6.143e-08 | 1.7334e-16 | 6.143e-08 | 1.0545e-05 | 6.9766e-06 | 9.4944e-06 | 1.8673e-15 | 1.0545e-05
107 | -9.9856e-11 | -2.3706e-07 | 0.0010013 | 0.00032859 | -1.9241e-07 | 9.8181e-11 | 2.2157e-07 | -0.0010013 | -0.00032859 | 7.7685e-12 | 1.7984e-07 | -1.6749e-12 | -1.5486e-08 | 4.3428e-08 | -2.7793e-10 | 1.9228e-12 | -1.2572e-08 | 7.9941e-07 | 7.4719e-07 | 0.0053729 | 0.0053729 | 7.2015e-07 | 6.7309e-07 | 7.9941e-07 | 0.0053729 | 7.2015e-07 | 0.005373 | 0.005373 | 0.005373 | 7.9941e-05 | 0.53729 | 7.2015e-05 | -5.8457e-12 | 0.53729
108 | -9.819e-11 | -2.2157e-07 | 0.0010013 | 0.00032859 | -1.7984e-07 | 8.9124e-11 | 1.4896e-07 | -0.001001 | -0.00032859 | 1.8487e-11 | 1.2089e-07 | -9.0663e-12 | -7.2612e-08 | 2.9658e-07 | -1.2953e-09 | 1.0715e-11 | -5.8947e-08 | 7.4719e-07 | 5.023e-07 | 0.0053729 | 0.005373 | 6.7309e-07 | 4.5245e-07 | 7.4719e-07 | 0.005373 | 6.7309e-07 | 0.005373 | 0.005373 | 0.005373 | 7.4719e-05 | 0.5373 | 6.7309e-05 | -7.772e-12 | 0.5373
109 | -8.9124e-11 | -1.4896e-07 | 0.001001 | 0.00032859 | -1.2089e-07 | 7.7147e-11 | 9.302e-08 | -0.0010004 | -0.00032859 | 3.3075e-11 | 7.548e-08 | -1.1978e-11 | -5.5939e-08 | 6.1234e-07 | 3.7739e-10 | 1.4586e-11 | -4.5411e-08 | 5.023e-07 | 3.1363e-07 | 0.005373 | 0.005373 | 4.5245e-07 | 2.8247e-07 | 5.023e-07 | 0.005373 | 4.5245e-07 | 0.005373 | 0.005373 | 0.005373 | 5.023e-05 | 0.5373 | 4.5245e-05 | -1.8489e-11 | 0.5373
110 | 0.0020014 | 0.00065743 | -4.7204e-11 | -7.0515e-08 | -1.3086e-07 | -0.0020004 | -0.00065744 | 6.3932e-11 | 4.4478e-08 | 5.8709e-11 | 8.2551e-08 | 1.042e-06 | -1.1663e-08 | 1.6728e-11 | -2.6037e-08 | -2.051e-11 | -4.831e-08 | 0.0071041 | 0.0071041 | 3.5951e-07 | 2.2675e-07 | 4.8979e-07 | 3.0894e-07 | 0.0071041 | 3.5951e-07 | 4.8979e-07 | 0.007104 | 0.0071041 | 0.0071041 | 0.71041 | 3.5951e-05 | 4.8979e-05 | -7.9219e-11 | 0.71041
111 | -7.714e-11 | -4.1403e-08 | 0.0010004 | 0.00032861 | -3.3581e-08 | 7.5629e-11 | -9.8349e-11 | -0.00099991 | -0.00032861 | 3.4914e-11 | -1.0618e-10 | -1.5111e-12 | -4.1501e-08 | 4.5412e-07 | 3.1183e-10 | 1.8454e-12 | -3.3687e-08 | 1.396e-07 | 4.1827e-10 | 0.005373 | 0.0053731 | 1.2567e-07 | 4.1827e-10 | 1.396e-07 | 0.0053731 | 1.2567e-07 | 0.0053731 | 0.0053731 | 0.0053731 | 1.396e-05 | 0.53731 | 1.2567e-05 | -3.3069e-11 | 0.53731
112 | 1.5181e-15 | -5.1617e-08 | 6.3543e-17 | -2.2535e-08 | -4.1899e-08 | -7.3533e-16 | 3.7711e-17 | 3.0858e-16 | -2.2025e-16 | -6.9126e-16 | -9.3599e-16 | 7.8278e-16 | -5.1617e-08 | 3.7212e-16 | -2.2535e-08 | 6.9307e-16 | -4.1899e-08 | 1.7403e-07 | 2.4825e-15 | 1.1499e-07 | 1.9346e-15 | 1.568e-07 | 4.3545e-15 | 1.7403e-07 | 1.1499e-07 | 1.568e-07 | 1.0164e-07 | 7.4679e-15 | 1.0164e-07 | 1.7403e-05 | 1.1499e-05 | 1.568e-05 | 1.3843e-15 | 1.7403e-05
113 | 0.0010002 | 0.00032872 | -3.1822e-11 | -2.4952e-08 | -4.6311e-08 | -0.00099999 | -0.00032876 | 3.3135e-11 | -3.6764e-11 | 2.7872e-11 | -6.139e-11 | 1.8867e-07 | -4.5048e-08 | 1.3123e-12 | -2.4989e-08 | -1.6096e-12 | -4.6372e-08 | 0.003552 | 0.0035521 | 1.2721e-07 | 2.5231e-10 | 1.7331e-07 | 2.5231e-10 | 0.0035521 | 1.2721e-07 | 1.7331e-07 | 0.003552 | 0.0035521 | 0.0035521 | 0.35521 | 1.2721e-05 | 1.7331e-05 | -2.9481e-11 | 0.35521
114 | 0.0010002 | 0.00032872 | -3.2107e-11 | -1.9526e-08 | -3.624e-08 | -0.00099999 | -0.00032876 | 3.3172e-11 | -3.6769e-11 | 2.7919e-11 | -6.1412e-11 | 1.9568e-07 | -3.5673e-08 | 1.0654e-12 | -1.9563e-08 | -1.305e-12 | -3.6302e-08 | 0.0035521 | 0.0035521 | 9.9543e-08 | 2.5245e-10 | 1.3563e-07 | 2.5245e-10 | 0.0035521 | 9.9543e-08 | 1.3563e-07 | 0.0035521 | 0.0035521 | 0.0035521 | 0.35521 | 9.9543e-06 | 1.3563e-05 | -2.9224e-11 | 0.35521

## res_shunt
| p_mw | q_mvar | vm_pu
0 | 0.011035 | -0.011035 | 1.0505

## res_trafo
| p_hv_mw | q_hv_mvar | p_lv_mw | q_lv_mvar | pl_mw | ql_mvar | i_hv_ka | i_lv_ka | vm_hv_pu | va_hv_degree | vm_lv_pu | va_lv_degree | loading_percent
0 | 0.011036 | -0.011038 | -0.011035 | 0.011049 | 1.1049e-06 | 1.0994e-05 | 0.00078024 | 0.020631 | 1.05 | 0 | 1.0505 | -30.0314 | 1.8582

## res_trafo_3ph
| p_a_hv_mw | q_a_hv_mvar | p_b_hv_mw | q_b_hv_mvar | p_c_hv_mw | q_c_hv_mvar | p_a_lv_mw | q_a_lv_mvar | p_b_lv_mw | q_b_lv_mvar | p_c_lv_mw | q_c_lv_mvar | p_a_l_mw | q_a_l_mvar | p_b_l_mw | q_b_l_mvar | p_c_l_mw | q_c_l_mvar | i_a_hv_ka | i_a_lv_ka | i_b_hv_ka | i_b_lv_ka | i_c_hv_ka | i_c_lv_ka | loading_a_percent | loading_b_percent | loading_c_percent | loading_percent
0 | 0.011679 | -0.0033011 | 0.014467 | -0.00050419 | 0.010648 | 0.00051575 | -0.014178 | 0.0021877 | -0.011424 | -0.00068523 | -0.011186 | 0.0018507 | -0.0024988 | -0.0011134 | 0.0030435 | -0.0011894 | -0.00053827 | 0.0023665 | 0.0018198 | 0.0319 | 0.0021709 | 0.048162 | 0.0015988 | 0.027585 | 4.3339 | 5.1701 | 3.8077 | 5.1701